## input
SITE ID | LOCATIONAL IDENTIFIER | LCR SAMPLING LOCATION? | CONNECTOR (GOOSENECK / PIGTAIL) CURRENTLY PRESENT? | CONNECTOR (GOOSENECK /PIGTAIL) MATERIAL | CURRENT PUBLIC SERVICE LINE MATERIAL | WAS PUBLIC SERVICE LINE MATERIAL EVER PREVIOUSLY LEAD? | PUBLIC SERVICE LINE SIZE (inches) | PUBLIC SERVICE LINE INSTALL DATE (YYYY) | CURRENT PRIVATE SERVICE LINE MATERIAL | PRIVATE SERVICE LINE SIZE (inches) | PRIVATE SERVICE LINE INSTALL DATE (YYYY) | ENTIRE SERVICE LINE CLASSIFICATION | VERIFICATION METHOD | OTHER MASSDEP APPROVED VERIFICATION METHOD | BUILDING TYPE | POINT-OF-ENTRY OR POINT-OF-USE TREATMENT PRESENT? | BUILDING PLUMBING MATERIAL 1 | BUILDING PLUMBING MATERIAL 2 | BUILDING PLUMBING MATERIAL INSTALL DATE (YYYY) | SAMPLING PLAN LOCATION | SAMPLING SITE TIER | REPLACED LSL PUBLIC OR PRIVATE SIDE? (DURING OR AFTER 2024) | NEW REPLACED SERVICE LINE MATERIAL | LSL REPLACEMENT DATE (MM/DD/YYYY) | COMMENTS
57100 | 0 | No | No | NA | UNK-NOLG | NO | #VALUE! | PLB | UNK-NOLG | #VALUE! | 0 | NON-LEAD | FVAO | historical reports | SF | No | UNK | UNK | 0 | N/A |  | NA | NA | NA | There are no lead services within this distribution syatem
10507 | 5 ACORN CIR | No | No | NA | UNK-NOLG | NO | #VALUE! | ALB | UNK-NOLG | #VALUE! | 2001 | NON-LEAD | FVAO | historical reports | SF | No | UNK | UNK | 2001 | N/A |  | NA | NA | NA | There have never been any lead services within this system.
10514 | 6 ACORN CIR | No | No | NA | UNK-NOLG | NO | #VALUE! | PLB | UNK-NOLG | #VALUE! | PLB | NON-LEAD | FVAO | historical reports | SF | No | UNK | UNK | #N/A | N/A |  | NA | NA | NA | At the time of this report, there are 24 lead goose necks within the system.
10512 | 7 ACORN CIR | No | No | NA | UNK-NOLG | NO | #VALUE! | ALB | UNK-NOLG | #VALUE! | 2000 | NON-LEAD | FVAO | historical reports | SF | No | UNK | UNK | 2000 | N/A |  | NA | NA | NA
10513 | 9 ACORN CIR | No | No | NA | UNK-NOLG | NO | #VALUE! | ALB | UNK-NOLG | #VALUE! | 1993 | NON-LEAD | FVAO | historical reports | SF | No | UNK | UNK | 1993 | N/A |  | NA | NA | NA
11506 | 10 ACORN CIR | No | No | NA | UNK-NOLG | NO | #VALUE! | ALB | UNK-NOLG | #VALUE! | 2001 | NON-LEAD | FVAO | historical reports | SF | No | UNK | UNK | 2001 | N/A |  | NA | NA | NA
45423 | 14 AERO AVE | No | No | NA | UNK-NOLG | NO | #VALUE! | ALB | UNK-NOLG | #VALUE! | 2005 | NON-LEAD | FVAO | historical reports | SF | No | UNK | UNK | 2005 | N/A |  | NA | NA | NA
64541 | 7 ANGEVIN'S LN | No | No | NA | UNK-NOLG | NO | #VALUE! | ALB | UNK-NOLG | #VALUE! | 1993 | NON-LEAD | FVAO | historical reports | SF | No | UNK | UNK | 1993 | N/A |  | NA | NA | NA
64070 | 15 ANGEVIN'S LN | No | No | NA | UNK-NOLG | NO | #VALUE! | ALB | UNK-NOLG | #VALUE! | 2015 | NON-LEAD | FVAO | historical reports | SF | No | UNK | UNK | 2015 | N/A |  | NA | NA | NA
64500 | 15A ANGEVIN'S LN | No | No | NA | UNK-NOLG | NO | #VALUE! | ALB | UNK-NOLG | #VALUE! | 2015 | NON-LEAD | FVAO | historical reports | SF | No | UNK | UNK | 2015 | N/A |  | NA | NA | NA
64570 | 7A ANGEVIN'S LN | No | No | NA | UNK-NOLG | NO | #VALUE! | ALB | UNK-NOLG | #VALUE! | 1993 | NON-LEAD | FVAO | historical reports | SF | No | UNK | UNK | 1993 | N/A |  | NA | NA | NA
21621 | 4 ANNA'S WAY | Yes | No | NA | UNK-NOLG | NO | #VALUE! | PLB | UNK-NOLG | #VALUE! | 1984 | NON-LEAD | FVAO | historical reports | SF | No | UNK | UNK | 1984 | R | 1 | NA | NA | NA
21641 | 8 ANNA'S WAY | No | No | NA | UNK-NOLG | NO | #VALUE! | ALB | UNK-NOLG | #VALUE! | 1987 | NON-LEAD | FVAO | historical reports | SF | No | UNK | UNK | 1987 | N/A |  | NA | NA | NA
58342 | 4 ANTHIER'S WAY | No | No | NA | UNK-NOLG | NO | #VALUE! | ALB | UNK-NOLG | #VALUE! | 2001 | NON-LEAD | FVAO | historical reports | NONRES | No | UNK | UNK | 2001 | N/A |  | NA | NA | NA
58047 | 11 ANTHIER'S WAY | No | No | NA | UNK-NOLG | NO | #VALUE! | PLB | UNK-NOLG | #VALUE! | 1968 | NON-LEAD | FVAO | historical reports | SF | No | UNK | UNK | 1968 | N/A |  | NA | NA | NA
58036 | 20 ANTHIER'S WAY | No | No | NA | UNK-NOLG | NO | #VALUE! | PLB | UNK-NOLG | #VALUE! | 1973 | NON-LEAD | FVAO | historical reports | SF | No | UNK | UNK | 1973 | N/A |  | NA | NA | NA
58045 | 23 ANTHIER'S WAY | No | No | NA | UNK-NOLG | NO | #VALUE! | PLB | UNK-NOLG | #VALUE! | 1950 | NON-LEAD | FVAO | historical reports | SF | No | UNK | UNK | 1950 | N/A |  | NA | NA | NA
58038 | 34 ANTHIER'S WAY | Yes | No | NA | UNK-NOLG | NO | #VALUE! | PLB | UNK-NOLG | #VALUE! | 1974 | NON-LEAD | FVAO | historical reports | SCH/CC | No | UNK | UNK | 1974 | R |  | NA | NA | NA
58042 | 41 ANTHIER'S WAY | No | No | NA | UNK-NOLG | NO | #VALUE! | PLB | UNK-NOLG | #VALUE! | 1950 | NON-LEAD | FVAO | historical reports | SF | No | UNK | UNK | 1950 | N/A |  | NA | NA | NA
57041 | 45 ANTHIER'S WAY | No | No | NA | UNK-NOLG | NO | #VALUE! | PLB | UNK-NOLG | #VALUE! | 1930 | NON-LEAD | FVAO | historical reports | SF | No | UNK | UNK | 1930 | N/A |  | NA | NA | NA
58039 | 49 ANTHIER'S WAY | No | No | NA | UNK-NOLG | NO | #VALUE! | PLB | UNK-NOLG | #VALUE! | 1985 | NON-LEAD | FVAO | historical reports | SF | No | UNK | UNK | 1985 | N/A |  | NA | NA | NA
57240 | 53 ANTHIER'S WAY | No | No | NA | UNK-NOLG | NO | #VALUE! | ALB | UNK-NOLG | #VALUE! | 2008 | NON-LEAD | FVAO | historical reports | SF | No | UNK | UNK | 2008 | N/A |  | NA | NA | NA
57341 | 56 ANTHIER'S WAY | No | No | NA | UNK-NOLG | NO | #VALUE! | PLB | UNK-NOLG | #VALUE! | PLB | NON-LEAD | FVAO | historical reports | SF | No | UNK | UNK | #N/A | N/A |  | NA | NA | NA
57540 | 58 ANTHIER'S WAY | No | No | NA | UNK-NOLG | NO | #VALUE! | PLB | UNK-NOLG | #VALUE! | 1973 | NON-LEAD | FVAO | historical reports | SF | No | UNK | UNK | 1973 | N/A |  | NA | NA | NA
57355 | 70 ANTHIER'S WAY | No | No | NA | UNK-NOLG | NO | #VALUE! | ALB | UNK-NOLG | #VALUE! | 1986 | NON-LEAD | FVAO | historical reports | SF | No | UNK | UNK | 1986 | N/A |  | NA | NA | NA
57354 | 72 ANTHIER'S WAY | No | No | NA | UNK-NOLG | NO | #VALUE! | ALB | UNK-NOLG | #VALUE! | 1989 | NON-LEAD | FVAO | historical reports | SF | No | UNK | UNK | 1989 | N/A |  | NA | NA | NA
59002 | 82 ANTHIER'S WAY | No | No | NA | UNK-NOLG | NO | #VALUE! | ALB | UNK-NOLG | #VALUE! | 2019 | NON-LEAD | FVAO | historical reports | SF | No | UNK | UNK | 2019 | N/A |  | NA | NA | NA
58538 | 34A ANTHIER'S WAY | No | No | NA | UNK-NOLG | NO | #VALUE! | PLB | UNK-NOLG | #VALUE! | 1974 | NON-LEAD | FVAO | historical reports | SF | No | UNK | UNK | 1974 | N/A |  | NA | NA | NA
57340 | 58A ANTHIER'S WAY | No | No | NA | UNK-NOLG | NO | #VALUE! | PLB | UNK-NOLG | #VALUE! | 1973 | NON-LEAD | FVAO | historical reports | SF | No | UNK | UNK | 1973 | N/A |  | NA | NA | NA
58044 | 33 ANTHIERS WAY | No | No | NA | UNK-NOLG | NO | #VALUE! | PLB | UNK-NOLG | #VALUE! | 1950 | NON-LEAD | FVAO | historical reports | SF | No | UNK | UNK | 1950 | N/A |  | NA | NA | NA
11409 | 2 ARROWHEAD CIR | No | No | NA | UNK-NOLG | NO | #VALUE! | ALB | UNK-NOLG | #VALUE! | 1986 | NON-LEAD | FVAO | historical reports | SF | No | UNK | UNK | 1986 | N/A |  | NA | NA | NA
11407 | 5 ARROWHEAD CIR | No | No | NA | UNK-NOLG | NO | #VALUE! | PLB | UNK-NOLG | #VALUE! | 1957 | NON-LEAD | FVAO | historical reports | SF | No | UNK | UNK | 1957 | N/A |  | NA | NA | NA
11408 | 7 ARROWHEAD CIR | No | No | NA | UNK-NOLG | NO | #VALUE! | ALB | UNK-NOLG | #VALUE! | 1987 | NON-LEAD | FVAO | historical reports | SF | No | UNK | UNK | 1987 | N/A |  | NA | NA | NA
13005 | 3 AUGUSTA LN | No | No | NA | UNK-NOLG | NO | #VALUE! | PLB | UNK-NOLG | #VALUE! | 1960 | NON-LEAD | FVAO | historical reports | NONRES | No | UNK | UNK | 1960 | N/A |  | NA | NA | NA
7903 | 2 BACHELDER AVE | No | No | NA | UNK-NOLG | NO | #VALUE! | ALB | UNK-NOLG | #VALUE! | 1986 | NON-LEAD | FVAO | historical reports | SF | No | UNK | UNK | 1986 | N/A |  | NA | NA | NA
6120 | 10 BACHELDER AVE | No | No | NA | UNK-NOLG | NO | #VALUE! | PLB | UNK-NOLG | #VALUE! | 1982 | NON-LEAD | FVAO | historical reports | SF | No | UNK | UNK | 1982 | N/A |  | NA | NA | NA
6520 | 10A BACHELDER AVE | No | No | NA | UNK-NOLG | NO | #VALUE! | PLB | UNK-NOLG | #VALUE! | 1982 | NON-LEAD | FVAO | historical reports | SF | No | UNK | UNK | 1982 | N/A |  | NA | NA | NA
7503 | 2A BACHELDER AVE | No | No | NA | UNK-NOLG | NO | #VALUE! | ALB | UNK-NOLG | #VALUE! | 1986 | NON-LEAD | FVAO | historical reports | SF | No | UNK | UNK | 1986 | N/A |  | NA | NA | NA
36106 | 2 BANKERS WAY | No | No | NA | UNK-NOLG | NO | #VALUE! | PLB | UNK-NOLG | #VALUE! | 1980 | NON-LEAD | FVAO | historical reports | SF | No | UNK | UNK | 1980 | N/A |  | NA | NA | NA
36104 | 3 BANKERS WAY | No | No | NA | UNK-NOLG | NO | #VALUE! | PLB | UNK-NOLG | #VALUE! | 1978 | NON-LEAD | FVAO | historical reports | SF | No | UNK | UNK | 1978 | N/A |  | NA | NA | NA
36107 | 4 BANKERS WAY | No | No | NA | UNK-NOLG | NO | #VALUE! | PLB | UNK-NOLG | #VALUE! | 1966 | NON-LEAD | FVAO | historical reports | SF | No | UNK | UNK | 1966 | N/A |  | NA | NA | NA
36652 | 9 BANKERS WAY | No | No | NA | UNK-NOLG | NO | #VALUE! | PLB | UNK-NOLG | #VALUE! | PLB | NON-LEAD | FVAO | historical reports | SF | No | UNK | UNK | #N/A | N/A |  | NA | NA | NA
36650 | 15 BANKERS WAY | No | No | NA | UNK-NOLG | NO | #VALUE! | ALB | UNK-NOLG | #VALUE! | 2017 | NON-LEAD | FVAO | historical reports | SF | No | UNK | UNK | 2017 | N/A |  | NA | NA | NA
36649 | 21 BANKERS WAY | No | No | NA | UNK-NOLG | NO | #VALUE! | ALB | UNK-NOLG | #VALUE! | 2015 | NON-LEAD | FVAO | historical reports | SF | No | UNK | UNK | 2015 | N/A |  | NA | NA | NA
36128 | 33 BANKERS WAY | No | No | NA | UNK-NOLG | NO | #VALUE! | PLB | UNK-NOLG | #VALUE! | 1968 | NON-LEAD | FVAO | historical reports | SF | No | UNK | UNK | 1968 | N/A |  | NA | NA | NA
36531 | 3A BANKERS WAY | No | No | NA | UNK-NOLG | NO | #VALUE! | PLB | UNK-NOLG | #VALUE! | 1978 | NON-LEAD | FVAO | historical reports | SF | No | UNK | UNK | 1978 | N/A |  | NA | NA | NA
51034 | 16 BAY LOT CIR | No | No | NA | UNK-NOLG | NO | #VALUE! | PLB | UNK-NOLG | #VALUE! | 1972 | NON-LEAD | FVAO | historical reports | SF | No | UNK | UNK | 1972 | N/A |  | NA | NA | NA
51029 | 18 BAY LOT CIR | No | No | NA | UNK-NOLG | NO | #VALUE! | PLB | UNK-NOLG | #VALUE! | 1968 | NON-LEAD | FVAO | historical reports | SF | No | UNK | UNK | 1968 | N/A |  | NA | NA | NA
51030 | 20 BAY LOT CIR | No | No | NA | UNK-NOLG | NO | #VALUE! | PLB | UNK-NOLG | #VALUE! | 1980 | NON-LEAD | FVAO | historical reports | SF | No | UNK | UNK | 1980 | N/A |  | NA | NA | NA
51033 | 22 BAY LOT CIR | No | No | NA | UNK-NOLG | NO | #VALUE! | PLB | UNK-NOLG | #VALUE! | 1960 | NON-LEAD | FVAO | historical reports | SF | No | UNK | UNK | 1960 | N/A |  | NA | NA | NA
36725 | 8 BAYSIDE NORTH | No | No | NA | UNK-NOLG | NO | #VALUE! | PLB | UNK-NOLG | #VALUE! | PLB | NON-LEAD | FVAO | historical reports | SF | No | UNK | UNK | #N/A | N/A |  | NA | NA | NA
36700 | 18 BAYSIDE SOUTH | No | No | NA | UNK-NOLG | NO | #VALUE! | ALB | UNK-NOLG | #VALUE! | 2018 | NON-LEAD | FVAO | historical reports | SF | No | UNK | UNK | 2018 | N/A |  | NA | NA | NA
36720 | 22 BAYSIDE SOUTH | No | No | NA | UNK-NOLG | NO | #VALUE! | PLB | UNK-NOLG | #VALUE! | PLB | NON-LEAD | FVAO | historical reports | SF | No | UNK | UNK | #N/A | N/A |  | NA | NA | NA
36722 | 22 BAYSIDE SOUTH | No | No | NA | UNK-NOLG | NO | #VALUE! | PLB | UNK-NOLG | #VALUE! | PLB | NON-LEAD | FVAO | historical reports | SF | No | UNK | UNK | #N/A | N/A |  | NA | NA | NA
36718 | 26 BAYSIDE SOUTH | No | No | NA | UNK-NOLG | NO | #VALUE! | ALB | UNK-NOLG | #VALUE! | 2020 | NON-LEAD | FVAO | historical reports | SF | No | UNK | UNK | 2020 | N/A |  | NA | NA | NA
45055 | 2 BEACH PLUM MEADOWS | No | No | NA | UNK-NOLG | NO | #VALUE! | PLB | UNK-NOLG | #VALUE! | 1968 | NON-LEAD | FVAO | historical reports | SF | No | UNK | UNK | 1968 | N/A |  | NA | NA | NA
45550 | 3 BEACH PLUM MEADOWS | No | No | NA | UNK-NOLG | NO | #VALUE! | ALB | UNK-NOLG | #VALUE! | 2019 | NON-LEAD | FVAO | historical reports | SF | No | UNK | UNK | 2019 | N/A |  | NA | NA | NA
45556 | 4 BEACH PLUM MEADOWS | No | No | NA | UNK-NOLG | NO | #VALUE! | ALB | UNK-NOLG | #VALUE! | 2003 | NON-LEAD | FVAO | historical reports | SF | No | UNK | UNK | 2003 | N/A |  | NA | NA | NA
45551 | 5 BEACH PLUM MEADOWS | No | No | NA | UNK-NOLG | NO | #VALUE! | ALB | UNK-NOLG | #VALUE! | 2003 | NON-LEAD | FVAO | historical reports | SF | No | UNK | UNK | 2003 | N/A |  | NA | NA | NA
45555 | 8 BEACH PLUM MEADOWS | No | No | NA | UNK-NOLG | NO | #VALUE! | ALB | UNK-NOLG | #VALUE! | 2005 | NON-LEAD | FVAO | historical reports | SF | No | UNK | UNK | 2005 | N/A |  | NA | NA | NA
45552 | 9 BEACH PLUM MEADOWS | No | No | NA | UNK-NOLG | NO | #VALUE! | ALB | UNK-NOLG | #VALUE! | 2005 | NON-LEAD | FVAO | historical reports | SF | No | UNK | UNK | 2005 | N/A |  | NA | NA | NA
45554 | 12 BEACH PLUM MEADOWS | No | No | NA | UNK-NOLG | NO | #VALUE! | ALB | UNK-NOLG | #VALUE! | 2002 | NON-LEAD | FVAO | historical reports | SF | No | UNK | UNK | 2002 | N/A |  | NA | NA | NA
45553 | 15 BEACH PLUM MEADOWS | No | No | NA | UNK-NOLG | NO | #VALUE! | ALB | UNK-NOLG | #VALUE! | 2005 | NON-LEAD | FVAO | historical reports | SF | No | UNK | UNK | 2005 | N/A |  | NA | NA | NA
45753 | 15A BEACH PLUM MEADOWS | No | No | NA | UNK-NOLG | NO | #VALUE! | PLB | UNK-NOLG | #VALUE! | 1948 | NON-LEAD | FVAO | historical reports | SF | No | UNK | UNK | 1948 | N/A |  | NA | NA | NA
45563 | 3A BEACH PLUM MEADOWS | No | No | NA | UNK-NOLG | NO | #VALUE! | ALB | UNK-NOLG | #VALUE! | 2019 | NON-LEAD | FVAO | historical reports | SF | No | UNK | UNK | 2019 | N/A |  | NA | NA | NA
67106 | 2 BEETLE SWAMP RD | No | No | NA | UNK-NOLG | NO | #VALUE! | PLB | UNK-NOLG | #VALUE! | 1980 | NON-LEAD | FVAO | historical reports | SF | No | UNK | UNK | 1980 | N/A |  | NA | NA | NA
67107 | 6 BEETLE SWAMP RD | No | No | NA | UNK-NOLG | NO | #VALUE! | PLB | UNK-NOLG | #VALUE! | 1966 | NON-LEAD | FVAO | historical reports | SF | No | UNK | UNK | 1966 | N/A |  | NA | NA | NA
67108 | 10 BEETLE SWAMP RD | No | No | NA | UNK-NOLG | NO | #VALUE! | PLB | UNK-NOLG | #VALUE! | 1964 | NON-LEAD | FVAO | historical reports | SF | No | UNK | UNK | 1964 | N/A |  | NA | NA | NA
67109 | 12 BEETLE SWAMP RD | No | No | NA | UNK-NOLG | NO | #VALUE! | PLB | UNK-NOLG | #VALUE! | 1977 | NON-LEAD | FVAO | historical reports | SF | No | UNK | UNK | 1977 | N/A |  | NA | NA | NA
28236 | 20 BEETLE SWAMP RD | No | No | NA | UNK-NOLG | NO | #VALUE! | PLB | UNK-NOLG | #VALUE! | 1979 | NON-LEAD | FVAO | historical reports | SF | No | UNK | UNK | 1979 | N/A |  | NA | NA | NA
28237 | 22 BEETLE SWAMP RD | No | No | NA | UNK-NOLG | NO | #VALUE! | PLB | UNK-NOLG | #VALUE! | 1977 | NON-LEAD | FVAO | historical reports | SF | No | UNK | UNK | 1977 | N/A |  | NA | NA | NA
28233 | 23 BEETLE SWAMP RD | No | No | NA | UNK-NOLG | NO | #VALUE! | PLB | UNK-NOLG | #VALUE! | 1976 | NON-LEAD | FVAO | historical reports | SF | No | UNK | UNK | 1976 | N/A |  | NA | NA | NA
28238 | 24 BEETLE SWAMP RD | No | No | NA | UNK-NOLG | NO | #VALUE! | PLB | UNK-NOLG | #VALUE! | 1976 | NON-LEAD | FVAO | historical reports | SF | No | UNK | UNK | 1976 | N/A |  | NA | NA | NA
28232 | 25 BEETLE SWAMP RD | No | No | NA | UNK-NOLG | NO | #VALUE! | PLB | UNK-NOLG | #VALUE! | 1978 | NON-LEAD | FVAO | historical reports | SF | No | UNK | UNK | 1978 | N/A |  | NA | NA | NA
28600 | 20A BEETLE SWAMP RD | No | No | NA | UNK-NOLG | NO | #VALUE! | PLB | UNK-NOLG | #VALUE! | 1979 | NON-LEAD | FVAO | historical reports | SF | No | UNK | UNK | 1979 | N/A |  | NA | NA | NA
27423 | 2 BENNETT WAY | No | No | NA | UNK-NOLG | NO | #VALUE! | PLB | UNK-NOLG | #VALUE! | 1973 | NON-LEAD | FVAO | historical reports | SF | No | UNK | UNK | 1973 | N/A |  | NA | NA | NA
27414 | 6 BENNETT WAY | No | No | NA | UNK-NOLG | NO | #VALUE! | ALB | UNK-NOLG | #VALUE! | 2003 | NON-LEAD | FVAO | historical reports | SF | No | UNK | UNK | 2003 | N/A |  | NA | NA | NA
28554 | 7 BENNETT WAY | No | No | NA | UNK-NOLG | NO | #VALUE! | ALB | UNK-NOLG | #VALUE! | 2014 | NON-LEAD | FVAO | historical reports | SF | No | UNK | UNK | 2014 | N/A |  | NA | NA | NA
27415 | 10 BENNETT WAY | No | No | NA | UNK-NOLG | NO | #VALUE! | ALB | UNK-NOLG | #VALUE! | 2003 | NON-LEAD | FVAO | historical reports | SF | No | UNK | UNK | 2003 | N/A |  | NA | NA | NA
28572 | 17 BENNETT WAY | No | No | NA | UNK-NOLG | NO | #VALUE! | ALB | UNK-NOLG | #VALUE! | 1997 | NON-LEAD | FVAO | historical reports | SF | No | UNK | UNK | 1997 | N/A |  | NA | NA | NA
28567 | 19 BENNETT WAY | No | No | NA | UNK-NOLG | NO | #VALUE! | PLB | UNK-NOLG | #VALUE! | 1975 | NON-LEAD | FVAO | historical reports | SF | No | UNK | UNK | 1975 | N/A |  | NA | NA | NA
28245 | 21 BENNETT WAY | No | No | NA | UNK-NOLG | NO | #VALUE! | ALB | UNK-NOLG | #VALUE! | 2003 | NON-LEAD | FVAO | historical reports | SF | No | UNK | UNK | 2003 | N/A |  | NA | NA | NA
28243 | 22 BENNETT WAY | No | No | NA | UNK-NOLG | NO | #VALUE! | PLB | UNK-NOLG | #VALUE! | 1870 | NON-LEAD | FVAO | historical reports | SF | No | UNK | UNK | 1870 | N/A |  | NA | NA | NA
28002 | 23 BENNETT WAY | No | No | NA | UNK-NOLG | NO | #VALUE! | ALB | UNK-NOLG | #VALUE! | 2019 | NON-LEAD | FVAO | historical reports | SF | No | UNK | UNK | 2019 | N/A |  | NA | NA | NA
28244 | 25 BENNETT WAY | No | No | NA | UNK-NOLG | NO | #VALUE! | PLB | UNK-NOLG | #VALUE! | 1980 | NON-LEAD | FVAO | historical reports | SF | No | UNK | UNK | 1980 | N/A |  | NA | NA | NA
28566 | 19A BENNETT WAY | No | No | NA | UNK-NOLG | NO | #VALUE! | PLB | UNK-NOLG | #VALUE! | 1975 | NON-LEAD | FVAO | historical reports | SF | No | UNK | UNK | 1975 | N/A |  | NA | NA | NA
28628 | 25A BENNETT WAY | No | No | NA | UNK-NOLG | NO | #VALUE! | PLB | UNK-NOLG | #VALUE! | 1980 | NON-LEAD | FVAO | historical reports | SF | No | UNK | UNK | 1980 | N/A |  | NA | NA | NA
27419 | 4B BENNETT WAY | No | No | NA | UNK-NOLG | NO | #VALUE! | ALB | UNK-NOLG | #VALUE! | 2018 | NON-LEAD | FVAO | historical reports | SF | No | UNK | UNK | 2018 | N/A |  | NA | NA | NA
65547 | 3 BERNARD WAY | No | No | NA | UNK-NOLG | NO | #VALUE! | PLB | UNK-NOLG | #VALUE! | 1962 | NON-LEAD | FVAO | historical reports | SF | No | UNK | UNK | 1962 | N/A |  | NA | NA | NA
65548 | 3 BERNARD WAY | No | No | NA | UNK-NOLG | NO | #VALUE! | PLB | UNK-NOLG | #VALUE! | 1962 | NON-LEAD | FVAO | historical reports | SF | No | UNK | UNK | 1962 | N/A |  | NA | NA | NA
65100 | 3 BERNARD WAY | No | No | NA | UNK-NOLG | NO | #VALUE! | PLB | UNK-NOLG | #VALUE! | 1962 | NON-LEAD | FVAO | historical reports | SF | No | UNK | UNK | 1962 | N/A |  | NA | NA | NA
65099 | 4 BERNARD WAY | No | No | NA | UNK-NOLG | NO | #VALUE! | ALB | UNK-NOLG | #VALUE! | 2015 | NON-LEAD | FVAO | historical reports | SF | No | UNK | UNK | 2015 | N/A |  | NA | NA | NA
65102 | 11 BERNARD WAY | No | No | NA | UNK-NOLG | NO | #VALUE! | ALB | UNK-NOLG | #VALUE! | 2013 | NON-LEAD | FVAO | historical reports | SF | No | UNK | UNK | 2013 | N/A |  | NA | NA | NA
67070 | 9 BETTENCOURT WAY | No | No | NA | UNK-NOLG | NO | #VALUE! | PLB | UNK-NOLG | #VALUE! | 1981 | NON-LEAD | FVAO | historical reports | SF | No | UNK | UNK | 1981 | N/A |  | NA | NA | NA
67077 | 10 BETTENCOURT WAY | No | No | NA | UNK-NOLG | NO | #VALUE! | PLB | UNK-NOLG | #VALUE! | 1978 | NON-LEAD | FVAO | historical reports | SF | No | UNK | UNK | 1978 | N/A |  | NA | NA | NA
29069 | 15 BETTENCOURT WAY | No | No | NA | UNK-NOLG | NO | #VALUE! | ALB | UNK-NOLG | #VALUE! | 1995 | NON-LEAD | FVAO | historical reports | SF | No | UNK | UNK | 1995 | N/A |  | NA | NA | NA
67078 | 20 BETTENCOURT WAY | No | No | NA | UNK-NOLG | NO | #VALUE! | PLB | UNK-NOLG | #VALUE! | 1978 | NON-LEAD | FVAO | historical reports | SF | No | UNK | UNK | 1978 | N/A |  | NA | NA | NA
67068 | 21 BETTENCOURT WAY | No | No | NA | UNK-NOLG | NO | #VALUE! | PLB | UNK-NOLG | #VALUE! | PLB | NON-LEAD | FVAO | historical reports | SF | No | UNK | UNK | 0 | N/A |  | NA | NA | NA
29072 | 28 BETTENCOURT WAY | No | No | NA | UNK-NOLG | NO | #VALUE! | ALB | UNK-NOLG | #VALUE! | 2018 | NON-LEAD | FVAO | historical reports | SF | No | UNK | UNK | 2018 | N/A |  | NA | NA | NA
22558 | 2 BOLD MEADOW CIR | No | No | NA | UNK-NOLG | NO | #VALUE! | PLB | UNK-NOLG | #VALUE! | 1972 | NON-LEAD | FVAO | historical reports | SF | No | UNK | UNK | 1972 | N/A |  | NA | NA | NA
22554 | 3 BOLD MEADOW CIR | No | No | NA | UNK-NOLG | NO | #VALUE! | ALB | UNK-NOLG | #VALUE! | 1996 | NON-LEAD | FVAO | historical reports | SF | No | UNK | UNK | 1996 | N/A |  | NA | NA | NA
22555 | 5 BOLD MEADOW CIR | No | No | NA | UNK-NOLG | NO | #VALUE! | ALB | UNK-NOLG | #VALUE! | 1995 | NON-LEAD | FVAO | historical reports | SF | No | UNK | UNK | 1995 | N/A |  | NA | NA | NA
22556 | 7 BOLD MEADOW CIR | No | No | NA | UNK-NOLG | NO | #VALUE! | ALB | UNK-NOLG | #VALUE! | 1992 | NON-LEAD | FVAO | historical reports | SF | No | UNK | UNK | 1992 | N/A |  | NA | NA | NA
22530 | 10 BOLD MEADOW LN | No | No | NA | UNK-NOLG | NO | #VALUE! | PLB | UNK-NOLG | #VALUE! | 1972 | NON-LEAD | FVAO | historical reports | SF | No | UNK | UNK | 1972 | N/A |  | NA | NA | NA
22531 | 12 BOLD MEADOW LN | No | No | NA | UNK-NOLG | NO | #VALUE! | ALB | UNK-NOLG | #VALUE! | 1991 | NON-LEAD | FVAO | historical reports | SF | No | UNK | UNK | 1991 | N/A |  | NA | NA | NA
22532 | 14 BOLD MEADOW LN | No | No | NA | UNK-NOLG | NO | #VALUE! | ALB | UNK-NOLG | #VALUE! | 1990 | NON-LEAD | FVAO | historical reports | SF | No | UNK | UNK | 1990 | N/A |  | NA | NA | NA
22540 | 15 BOLD MEADOW LN | No | No | NA | UNK-NOLG | NO | #VALUE! | ALB | UNK-NOLG | #VALUE! | 1991 | NON-LEAD | FVAO | historical reports | SF | No | UNK | UNK | 1991 | N/A |  | NA | NA | NA
22539 | 17 BOLD MEADOW LN | No | No | NA | UNK-NOLG | NO | #VALUE! | ALB | UNK-NOLG | #VALUE! | 1990 | NON-LEAD | FVAO | historical reports | SF | No | UNK | UNK | 1990 | N/A |  | NA | NA | NA
22533 | 18 BOLD MEADOW LN | No | No | NA | UNK-NOLG | NO | #VALUE! | ALB | UNK-NOLG | #VALUE! | 1989 | NON-LEAD | FVAO | historical reports | SF | No | UNK | UNK | 1989 | N/A |  | NA | NA | NA
22538 | 19 BOLD MEADOW LN | No | No | NA | UNK-NOLG | NO | #VALUE! | ALB | UNK-NOLG | #VALUE! | 1990 | NON-LEAD | FVAO | historical reports | SF | No | UNK | UNK | 1990 | N/A |  | NA | NA | NA
22534 | 20 BOLD MEADOW LN | No | No | NA | UNK-NOLG | NO | #VALUE! | ALB | UNK-NOLG | #VALUE! | 1989 | NON-LEAD | FVAO | historical reports | SF | No | UNK | UNK | 1989 | N/A |  | NA | NA | NA
22537 | 21 BOLD MEADOW LN | No | No | NA | UNK-NOLG | NO | #VALUE! | ALB | UNK-NOLG | #VALUE! | 1991 | NON-LEAD | FVAO | historical reports | SF | No | UNK | UNK | 1991 | N/A |  | NA | NA | NA
22535 | 22 BOLD MEADOW LN | No | No | NA | UNK-NOLG | NO | #VALUE! | ALB | UNK-NOLG | #VALUE! | 1989 | NON-LEAD | FVAO | historical reports | SF | No | UNK | UNK | 1989 | N/A |  | NA | NA | NA
22536 | 24 BOLD MEADOW LN | No | No | NA | UNK-NOLG | NO | #VALUE! | ALB | UNK-NOLG | #VALUE! | 1991 | NON-LEAD | FVAO | historical reports | SF | No | UNK | UNK | 1991 | N/A |  | NA | NA | NA
22561 | 1 BOLD MEADOW RD | No | No | NA | UNK-NOLG | NO | #VALUE! | PLB | UNK-NOLG | #VALUE! | PLB | NON-LEAD | FVAO | historical reports | SF | No | UNK | UNK | #N/A | N/A |  | NA | NA | NA
22513 | 2 BOLD MEADOW RD | No | No | NA | UNK-NOLG | NO | #VALUE! | ALB | UNK-NOLG | #VALUE! | 1994 | NON-LEAD | FVAO | historical reports | SF | No | UNK | UNK | 1994 | N/A |  | NA | NA | NA
22515 | 10 BOLD MEADOW RD | No | No | NA | UNK-NOLG | NO | #VALUE! | ALB | UNK-NOLG | #VALUE! | 2000 | NON-LEAD | FVAO | historical reports | SF | No | UNK | UNK | 2000 | N/A |  | NA | NA | NA
22512 | 11 BOLD MEADOW RD | No | No | NA | UNK-NOLG | NO | #VALUE! | ALB | UNK-NOLG | #VALUE! | 1995 | NON-LEAD | FVAO | historical reports | SF | No | UNK | UNK | 1995 | N/A |  | NA | NA | NA
22516 | 14 BOLD MEADOW RD | No | No | NA | UNK-NOLG | NO | #VALUE! | ALB | UNK-NOLG | #VALUE! | 1994 | NON-LEAD | FVAO | historical reports | SF | No | UNK | UNK | 1994 | N/A |  | NA | NA | NA
22517 | 16 BOLD MEADOW RD | No | No | NA | UNK-NOLG | NO | #VALUE! | ALB | UNK-NOLG | #VALUE! | 1993 | NON-LEAD | FVAO | historical reports | SF | No | UNK | UNK | 1993 | N/A |  | NA | NA | NA
22559 | 19 BOLD MEADOW RD | No | No | NA | UNK-NOLG | NO | #VALUE! | ALB | UNK-NOLG | #VALUE! | 1994 | NON-LEAD | FVAO | historical reports | SF | No | UNK | UNK | 1994 | N/A |  | NA | NA | NA
22519 | 20 BOLD MEADOW RD | No | No | NA | UNK-NOLG | NO | #VALUE! | ALB | UNK-NOLG | #VALUE! | 2015 | NON-LEAD | FVAO | historical reports | SF | No | UNK | UNK | 2015 | N/A |  | NA | NA | NA
22520 | 22 BOLD MEADOW RD | No | No | NA | UNK-NOLG | NO | #VALUE! | ALB | UNK-NOLG | #VALUE! | 1998 | NON-LEAD | FVAO | historical reports | SF | No | UNK | UNK | 1998 | N/A |  | NA | NA | NA
22514 | 25 BOLD MEADOW RD | No | No | NA | UNK-NOLG | NO | #VALUE! | ALB | UNK-NOLG | #VALUE! | 1997 | NON-LEAD | FVAO | historical reports | SF | No | UNK | UNK | 1997 | N/A |  | NA | NA | NA
22521 | 26 BOLD MEADOW RD | No | No | NA | UNK-NOLG | NO | #VALUE! | ALB | UNK-NOLG | #VALUE! | 1992 | NON-LEAD | FVAO | historical reports | SF | No | UNK | UNK | 1992 | N/A |  | NA | NA | NA
22523 | 28 BOLD MEADOW RD | No | No | NA | UNK-NOLG | NO | #VALUE! | ALB | UNK-NOLG | #VALUE! | 1998 | NON-LEAD | FVAO | historical reports | SF | No | UNK | UNK | 1998 | N/A |  | NA | NA | NA
22526 | 29 BOLD MEADOW RD | No | No | NA | UNK-NOLG | NO | #VALUE! | ALB | UNK-NOLG | #VALUE! | 1993 | NON-LEAD | FVAO | historical reports | SF | No | UNK | UNK | 1993 | N/A |  | NA | NA | NA
22522 | 30 BOLD MEADOW RD | No | No | NA | UNK-NOLG | NO | #VALUE! | ALB | UNK-NOLG | #VALUE! | 1992 | NON-LEAD | FVAO | historical reports | SF | No | UNK | UNK | 1992 | N/A |  | NA | NA | NA
22527 | 31 BOLD MEADOW RD | No | No | NA | UNK-NOLG | NO | #VALUE! | ALB | UNK-NOLG | #VALUE! | 1996 | NON-LEAD | FVAO | historical reports | SF | No | UNK | UNK | 1996 | N/A |  | NA | NA | NA
22524 | 32 BOLD MEADOW RD | No | No | NA | UNK-NOLG | NO | #VALUE! | ALB | UNK-NOLG | #VALUE! | 1989 | NON-LEAD | FVAO | historical reports | SF | No | UNK | UNK | 1989 | N/A |  | NA | NA | NA
22528 | 33 BOLD MEADOW RD | No | No | NA | UNK-NOLG | NO | #VALUE! | ALB | UNK-NOLG | #VALUE! | 1990 | NON-LEAD | FVAO | historical reports | SF | No | UNK | UNK | 1990 | N/A |  | NA | NA | NA
22529 | 35 BOLD MEADOW RD | No | No | NA | UNK-NOLG | NO | #VALUE! | ALB | UNK-NOLG | #VALUE! | 1996 | NON-LEAD | FVAO | historical reports | SF | No | UNK | UNK | 1996 | N/A |  | NA | NA | NA
22553 | 40 BOLD MEADOW RD | No | No | NA | UNK-NOLG | NO | #VALUE! | ALB | UNK-NOLG | #VALUE! | 2012 | NON-LEAD | FVAO | historical reports | SF | No | UNK | UNK | 2012 | N/A |  | NA | NA | NA
22541 | 41 BOLD MEADOW RD | No | No | NA | UNK-NOLG | NO | #VALUE! | ALB | UNK-NOLG | #VALUE! | 1997 | NON-LEAD | FVAO | historical reports | SF | No | UNK | UNK | 1997 | N/A |  | NA | NA | NA
22552 | 42 BOLD MEADOW RD | No | No | NA | UNK-NOLG | NO | #VALUE! | ALB | UNK-NOLG | #VALUE! | 1992 | NON-LEAD | FVAO | historical reports | SF | No | UNK | UNK | 1992 | N/A |  | NA | NA | NA
22542 | 43 BOLD MEADOW RD | No | No | NA | UNK-NOLG | NO | #VALUE! | ALB | UNK-NOLG | #VALUE! | 1995 | NON-LEAD | FVAO | historical reports | SF | No | UNK | UNK | 1995 | N/A |  | NA | NA | NA
22551 | 44 BOLD MEADOW RD | No | No | NA | UNK-NOLG | NO | #VALUE! | ALB | UNK-NOLG | #VALUE! | 1996 | NON-LEAD | FVAO | historical reports | SF | No | UNK | UNK | 1996 | N/A |  | NA | NA | NA
22543 | 45 BOLD MEADOW RD | No | No | NA | UNK-NOLG | NO | #VALUE! | ALB | UNK-NOLG | #VALUE! | 1991 | NON-LEAD | FVAO | historical reports | SF | No | UNK | UNK | 1991 | N/A |  | NA | NA | NA
22550 | 46 BOLD MEADOW RD | No | No | NA | UNK-NOLG | NO | #VALUE! | ALB | UNK-NOLG | #VALUE! | 1992 | NON-LEAD | FVAO | historical reports | SF | No | UNK | UNK | 1992 | N/A |  | NA | NA | NA
22544 | 47 BOLD MEADOW RD | No | No | NA | UNK-NOLG | NO | #VALUE! | ALB | UNK-NOLG | #VALUE! | 1989 | NON-LEAD | FVAO | historical reports | SF | No | UNK | UNK | 1989 | N/A |  | NA | NA | NA
22549 | 48 BOLD MEADOW RD | No | No | NA | UNK-NOLG | NO | #VALUE! | ALB | UNK-NOLG | #VALUE! | 1994 | NON-LEAD | FVAO | historical reports | SF | No | UNK | UNK | 1994 | N/A |  | NA | NA | NA
22545 | 49 BOLD MEADOW RD | No | No | NA | UNK-NOLG | NO | #VALUE! | ALB | UNK-NOLG | #VALUE! | 1997 | NON-LEAD | FVAO | historical reports | SF | No | UNK | UNK | 1997 | N/A |  | NA | NA | NA
22548 | 50 BOLD MEADOW RD | No | No | NA | UNK-NOLG | NO | #VALUE! | ALB | UNK-NOLG | #VALUE! | 1990 | NON-LEAD | FVAO | historical reports | SF | No | UNK | UNK | 1990 | N/A |  | NA | NA | NA
22547 | 52 BOLD MEADOW RD | No | No | NA | UNK-NOLG | NO | #VALUE! | ALB | UNK-NOLG | #VALUE! | 1997 | NON-LEAD | FVAO | historical reports | SF | No | UNK | UNK | 1997 | N/A |  | NA | NA | NA
22546 | 54 BOLD MEADOW RD | No | No | NA | UNK-NOLG | NO | #VALUE! | ALB | UNK-NOLG | #VALUE! | 1993 | NON-LEAD | FVAO | historical reports | SF | No | UNK | UNK | 1993 | N/A |  | NA | NA | NA
21669 | 4 BOLDT FARMS WAY | No | No | NA | UNK-NOLG | NO | #VALUE! | ALB | UNK-NOLG | #VALUE! | 1993 | NON-LEAD | FVAO | historical reports | SF | No | UNK | UNK | 1993 | N/A |  | NA | NA | NA
21664 | 5 BOLDT FARMS WAY | No | No | NA | UNK-NOLG | NO | #VALUE! | ALB | UNK-NOLG | #VALUE! | 1992 | NON-LEAD | FVAO | historical reports | SF | No | UNK | UNK | 1992 | N/A |  | NA | NA | NA
21665 | 7 BOLDT FARMS WAY | No | No | NA | UNK-NOLG | NO | #VALUE! | ALB | UNK-NOLG | #VALUE! | 2011 | NON-LEAD | FVAO | historical reports | SF | No | UNK | UNK | 2011 | N/A |  | NA | NA | NA
21666 | 9 BOLDT FARMS WAY | No | No | NA | UNK-NOLG | NO | #VALUE! | ALB | UNK-NOLG | #VALUE! | 1995 | NON-LEAD | FVAO | historical reports | SF | No | UNK | UNK | 1995 | N/A |  | NA | NA | NA
21667 | 11 BOLDT FARMS WAY | No | No | NA | UNK-NOLG | NO | #VALUE! | ALB | UNK-NOLG | #VALUE! | 2010 | NON-LEAD | FVAO | historical reports | SF | No | UNK | UNK | 2010 | N/A |  | NA | NA | NA
11401 | 3 BOYLSTON DR | No | No | NA | UNK-NOLG | NO | #VALUE! | ALB | UNK-NOLG | #VALUE! | 1986 | NON-LEAD | FVAO | historical reports | SF | No | UNK | UNK | 1986 | N/A |  | NA | NA | NA
11438 | 6 BOYLSTON DR | No | No | NA | UNK-NOLG | NO | #VALUE! | ALB | UNK-NOLG | #VALUE! | 2020 | NON-LEAD | FVAO | historical reports | SF | No | UNK | UNK | 2020 | N/A |  | NA | NA | NA
11402 | 7 BOYLSTON DR | No | No | NA | UNK-NOLG | NO | #VALUE! | PLB | UNK-NOLG | #VALUE! | 1975 | NON-LEAD | FVAO | historical reports | SF | No | UNK | UNK | 1975 | N/A |  | NA | NA | NA
11437 | 8 BOYLSTON DR | Yes | No | NA | UNK-NOLG | NO | #VALUE! | ALB | UNK-NOLG | #VALUE! | 2002 | NON-LEAD | FVAO | historical reports | SF | No | UNK | UNK | 2002 | R | 1 | NA | NA | NA
11403 | 9 BOYLSTON DR | No | No | NA | UNK-NOLG | NO | #VALUE! | ALB | UNK-NOLG | #VALUE! | 2006 | NON-LEAD | FVAO | historical reports | SF | No | UNK | UNK | 2006 | N/A |  | NA | NA | NA
11405 | 13 BOYLSTON DR | No | No | NA | UNK-NOLG | NO | #VALUE! | ALB | UNK-NOLG | #VALUE! | 1993 | NON-LEAD | FVAO | historical reports | SF | No | UNK | UNK | 1993 | N/A |  | NA | NA | NA
11431 | 18 BOYLSTON DR | No | No | NA | UNK-NOLG | NO | #VALUE! | PLB | UNK-NOLG | #VALUE! | 2007 | NON-LEAD | FVAO | historical reports | SF | No | UNK | UNK | 2007 | N/A |  | NA | NA | NA
11410 | 23 BOYLSTON DR | No | No | NA | UNK-NOLG | NO | #VALUE! | PLB | UNK-NOLG | #VALUE! | 1985 | NON-LEAD | FVAO | historical reports | SF | No | UNK | UNK | 1985 | N/A |  | NA | NA | NA
11411 | 25 BOYLSTON DR | No | No | NA | UNK-NOLG | NO | #VALUE! | PLB | UNK-NOLG | #VALUE! | 1985 | NON-LEAD | FVAO | historical reports | SF | No | UNK | UNK | 1985 | N/A |  | NA | NA | NA
11428 | 26 BOYLSTON DR | No | No | NA | UNK-NOLG | NO | #VALUE! | ALB | UNK-NOLG | #VALUE! | 1986 | NON-LEAD | FVAO | historical reports | SF | No | UNK | UNK | 1986 | N/A |  | NA | NA | NA
11413 | 29 BOYLSTON DR | No | No | NA | UNK-NOLG | NO | #VALUE! | PLB | UNK-NOLG | #VALUE! | 1985 | NON-LEAD | FVAO | historical reports | SF | No | UNK | UNK | 1985 | N/A |  | NA | NA | NA
22427 | 30 BOYLSTON DR | No | No | NA | UNK-NOLG | NO | #VALUE! | ALB | UNK-NOLG | #VALUE! | 1986 | NON-LEAD | FVAO | historical reports | SF | No | UNK | UNK | 1986 | N/A |  | NA | NA | NA
22415 | 33 BOYLSTON DR | Yes | No | NA | UNK-NOLG | NO | #VALUE! | PLB | UNK-NOLG | #VALUE! | 1950 | NON-LEAD | FVAO | historical reports | SF | No | UNK | UNK | 1950 | R | 1 | NA | NA | NA
22506 | 35 BOYLSTON DR | No | No | NA | UNK-NOLG | NO | #VALUE! | PLB | UNK-NOLG | #VALUE! | PLB | NON-LEAD | FVAO | historical reports | SF | No | UNK | UNK | #N/A | N/A |  | NA | NA | NA
22417 | 37 BOYLSTON DR | Yes | No | NA | UNK-NOLG | NO | #VALUE! | ALB | UNK-NOLG | #VALUE! | 2012 | NON-LEAD | FVAO | historical reports | SF | No | UNK | UNK | 2012 | R | 1 | NA | NA | NA
22418 | 39 BOYLSTON DR | No | No | NA | UNK-NOLG | NO | #VALUE! | PLB | UNK-NOLG | #VALUE! | 1982 | NON-LEAD | FVAO | historical reports | SF | No | UNK | UNK | 1982 | N/A |  | NA | NA | NA
22633 | 43 BOYLSTON DR | No | No | NA | UNK-NOLG | NO | #VALUE! | ALB | UNK-NOLG | #VALUE! | 1986 | NON-LEAD | FVAO | historical reports | SF | No | UNK | UNK | 1986 | N/A |  | NA | NA | NA
11652 | 30A BOYLSTON DR | No | No | NA | UNK-NOLG | NO | #VALUE! | PLB | UNK-NOLG | #VALUE! | 1985 | NON-LEAD | FVAO | historical reports | SF | No | UNK | UNK | 1985 | N/A |  | NA | NA | NA
64074 | 17 BRALEY'S WAY | No | No | NA | UNK-NOLG | NO | #VALUE! | PLB | UNK-NOLG | #VALUE! | 1920 | NON-LEAD | FVAO | historical reports | SF | No | UNK | UNK | 1920 | N/A |  | NA | NA | NA
64593 | 20 BRALEY'S WAY | No | No | NA | UNK-NOLG | NO | #VALUE! | ALB | UNK-NOLG | #VALUE! | 2016 | NON-LEAD | FVAO | historical reports | SF | No | UNK | UNK | 2016 | N/A |  | NA | NA | NA
64080 | 35 BRALEY'S WAY | No | No | NA | UNK-NOLG | NO | #VALUE! | PLB | UNK-NOLG | #VALUE! | 1930 | NON-LEAD | FVAO | historical reports | SF | No | UNK | UNK | 1930 | N/A |  | NA | NA | NA
64069 | 36 BRALEY'S WAY | No | No | NA | UNK-NOLG | NO | #VALUE! | ALB | UNK-NOLG | #VALUE! | 1995 | NON-LEAD | FVAO | historical reports | SF | No | UNK | UNK | 1995 | N/A |  | NA | NA | NA
64066 | 38 BRALEY'S WAY | No | No | NA | UNK-NOLG | NO | #VALUE! | ALB | UNK-NOLG | #VALUE! | 2003 | NON-LEAD | FVAO | historical reports | SF | No | UNK | UNK | 2003 | N/A |  | NA | NA | NA
64003 | 39 BRALEY'S WAY | No | No | NA | UNK-NOLG | NO | #VALUE! | ALB | UNK-NOLG | #VALUE! | 1986 | NON-LEAD | FVAO | historical reports | SF | No | UNK | UNK | 1986 | N/A |  | NA | NA | NA
64067 | 46 BRALEY'S WAY | No | No | NA | UNK-NOLG | NO | #VALUE! | PLB | UNK-NOLG | #VALUE! | 1935 | NON-LEAD | FVAO | historical reports | SF | No | UNK | UNK | 1935 | N/A |  | NA | NA | NA
64585 | 17A BRALEY'S WAY | No | No | NA | UNK-NOLG | NO | #VALUE! | PLB | UNK-NOLG | #VALUE! | 1920 | NON-LEAD | FVAO | historical reports | SF | No | UNK | UNK | 1920 | N/A |  | NA | NA | NA
64504 | 46A BRALEY'S WAY | No | No | NA | UNK-NOLG | NO | #VALUE! | PLB | UNK-NOLG | #VALUE! | 1935 | NON-LEAD | FVAO | historical reports | SF | No | UNK | UNK | 1935 | N/A |  | NA | NA | NA
64598 | 20A BRAYLEY'S WAY | No | No | NA | UNK-NOLG | NO | #VALUE! | ALB | UNK-NOLG | #VALUE! | 2016 | NON-LEAD | FVAO | historical reports | SF | No | UNK | UNK | 2016 | N/A |  | NA | NA | NA
6501 | 1 BRIARWOOD DR | No | No | NA | UNK-NOLG | NO | #VALUE! | PLB | UNK-NOLG | #VALUE! | 1975 | NON-LEAD | FVAO | historical reports | SF | No | UNK | UNK | 1975 | N/A |  | NA | NA | NA
6087 | 1 BRIARWOOD DR | No | No | NA | UNK-NOLG | NO | #VALUE! | PLB | UNK-NOLG | #VALUE! | 1975 | NON-LEAD | FVAO | historical reports | SF | No | UNK | UNK | 1975 | N/A |  | NA | NA | NA
6085 | 2 BRIARWOOD DR | No | No | NA | UNK-NOLG | NO | #VALUE! | PLB | UNK-NOLG | #VALUE! | 1980 | NON-LEAD | FVAO | historical reports | SF | No | UNK | UNK | 1980 | N/A |  | NA | NA | NA
36208 | 3 BRUSHY LN | No | No | NA | UNK-NOLG | NO | #VALUE! | PLB | UNK-NOLG | #VALUE! | 1985 | NON-LEAD | FVAO | historical reports | SF | No | UNK | UNK | 1985 | N/A |  | NA | NA | NA
36294 | 4 BRUSHY LN | No | No | NA | UNK-NOLG | NO | #VALUE! | ALB | UNK-NOLG | #VALUE! | 1988 | NON-LEAD | FVAO | historical reports | SF | No | UNK | UNK | 1988 | N/A |  | NA | NA | NA
36209 | 5 BRUSHY LN | No | No | NA | UNK-NOLG | NO | #VALUE! | PLB | UNK-NOLG | #VALUE! | 1978 | NON-LEAD | FVAO | historical reports | SF | No | UNK | UNK | 1978 | N/A |  | NA | NA | NA
36210 | 7 BRUSHY LN | No | No | NA | UNK-NOLG | NO | #VALUE! | ALB | UNK-NOLG | #VALUE! | 1988 | NON-LEAD | FVAO | historical reports | SF | No | UNK | UNK | 1988 | N/A |  | NA | NA | NA
36292 | 10 BRUSHY LN | No | No | NA | UNK-NOLG | NO | #VALUE! | ALB | UNK-NOLG | #VALUE! | 1986 | NON-LEAD | FVAO | historical reports | SF | No | UNK | UNK | 1986 | N/A |  | NA | NA | NA
36212 | 13 BRUSHY LN | No | No | NA | UNK-NOLG | NO | #VALUE! | ALB | UNK-NOLG | #VALUE! | 2009 | NON-LEAD | FVAO | historical reports | SF | No | UNK | UNK | 2009 | N/A |  | NA | NA | NA
36291 | 14 BRUSHY LN | No | No | NA | UNK-NOLG | NO | #VALUE! | PLB | UNK-NOLG | #VALUE! | 1983 | NON-LEAD | FVAO | historical reports | SF | No | UNK | UNK | 1983 | N/A |  | NA | NA | NA
36213 | 15 BRUSHY LN | Yes | No | NA | UNK-NOLG | NO | #VALUE! | PLB | UNK-NOLG | #VALUE! | 1984 | NON-LEAD | FVAO | historical reports | SF | No | UNK | UNK | 1984 | R | 1 | NA | NA | NA
36214 | 17 BRUSHY LN | No | No | NA | UNK-NOLG | NO | #VALUE! | PLB | UNK-NOLG | #VALUE! | 1983 | NON-LEAD | FVAO | historical reports | SF | No | UNK | UNK | 1983 | A | 1 | NA | NA | NA
36290 | 18 BRUSHY LN | No | No | NA | UNK-NOLG | NO | #VALUE! | PLB | UNK-NOLG | #VALUE! | 1984 | NON-LEAD | FVAO | historical reports | SF | No | UNK | UNK | 1984 | N/A |  | NA | NA | NA
36215 | 19 BRUSHY LN | No | No | NA | UNK-NOLG | NO | #VALUE! | PLB | UNK-NOLG | #VALUE! | 1983 | NON-LEAD | FVAO | historical reports | SF | No | UNK | UNK | 1983 | N/A |  | NA | NA | NA
36216 | 21 BRUSHY LN | No | No | NA | UNK-NOLG | NO | #VALUE! | PLB | UNK-NOLG | #VALUE! | 1984 | NON-LEAD | FVAO | historical reports | SF | No | UNK | UNK | 1984 | N/A |  | NA | NA | NA
36217 | 25 BRUSHY LN | No | No | NA | UNK-NOLG | NO | #VALUE! | ALB | UNK-NOLG | #VALUE! | 1999 | NON-LEAD | FVAO | historical reports | SF | No | UNK | UNK | 1999 | N/A |  | NA | NA | NA
36714 | 14A BRUSHY LN | No | No | NA | UNK-NOLG | NO | #VALUE! | PLB | UNK-NOLG | #VALUE! | 1983 | NON-LEAD | FVAO | historical reports | SF | No | UNK | UNK | 1983 | N/A |  | NA | NA | NA
44035 | 15 BUTLERS COVE RD | No | No | NA | UNK-NOLG | NO | #VALUE! | ALB | UNK-NOLG | #VALUE! | 1997 | NON-LEAD | FVAO | historical reports | SF | No | UNK | UNK | 1997 | N/A |  | NA | NA | NA
44032 | 27 BUTLERS COVE RD | No | No | NA | UNK-NOLG | NO | #VALUE! | PLB | UNK-NOLG | #VALUE! | 1972 | NON-LEAD | FVAO | historical reports | SF | No | UNK | UNK | 1972 | N/A |  | NA | NA | NA
22420 | 3 CANDLEMAKER CIR | No | No | NA | UNK-NOLG | NO | #VALUE! | PLB | UNK-NOLG | #VALUE! | 1980 | NON-LEAD | FVAO | historical reports | SF | No | UNK | UNK | 1980 | A | 1 | NA | NA | NA
22426 | 6 CANDLEMAKER CIR | No | No | NA | UNK-NOLG | NO | #VALUE! | ALB | UNK-NOLG | #VALUE! | 1988 | NON-LEAD | FVAO | historical reports | SF | No | UNK | UNK | 1988 | N/A |  | NA | NA | NA
22422 | 7 CANDLEMAKER CIR | No | No | NA | UNK-NOLG | NO | #VALUE! | ALB | UNK-NOLG | #VALUE! | 1986 | NON-LEAD | FVAO | historical reports | SF | No | UNK | UNK | 1986 | N/A |  | NA | NA | NA
22425 | 8 CANDLEMAKER CIR | Yes | No | NA | UNK-NOLG | NO | #VALUE! | PLB | UNK-NOLG | #VALUE! | 1984 | NON-LEAD | FVAO | historical reports | SF | No | UNK | UNK | 1984 | R | 1 | NA | NA | NA
22424 | 10 CANDLEMAKER CIR | No | No | NA | UNK-NOLG | NO | #VALUE! | PLB | UNK-NOLG | #VALUE! | 1980 | NON-LEAD | FVAO | historical reports | SF | No | UNK | UNK | 1980 | N/A |  | NA | NA | NA
36345 | 10 CASE RD | No | No | NA | UNK-NOLG | NO | #VALUE! | PLB | UNK-NOLG | #VALUE! | 1977 | NON-LEAD | FVAO | historical reports | SF | No | UNK | UNK | 1977 | N/A |  | NA | NA | NA
36691 | 10A CASE RD | No | No | NA | UNK-NOLG | NO | #VALUE! | PLB | UNK-NOLG | #VALUE! | 1977 | NON-LEAD | FVAO | historical reports | SF | No | UNK | UNK | 1977 | N/A |  | NA | NA | NA
60525 | 4 CHAMBERS WAY | No | No | NA | UNK-NOLG | NO | #VALUE! | PLB | UNK-NOLG | #VALUE! | PLB | NON-LEAD | FVAO | historical reports | SF | No | UNK | UNK | #N/A | N/A |  | NA | NA | NA
60020 | 6 CHAMBERS WAY | No | No | NA | UNK-NOLG | NO | #VALUE! | ALB | UNK-NOLG | #VALUE! | 2004 | NON-LEAD | FVAO | historical reports | SF | No | UNK | UNK | 2004 | N/A |  | NA | NA | NA
60018 | 8 CHAMBERS WAY | No | No | NA | UNK-NOLG | NO | #VALUE! | ALB | UNK-NOLG | #VALUE! | 2005 | NON-LEAD | FVAO | historical reports | SF | No | UNK | UNK | 2005 | N/A |  | NA | NA | NA
60017 | 10 CHAMBERS WAY | No | No | NA | UNK-NOLG | NO | #VALUE! | ALB | UNK-NOLG | #VALUE! | 1995 | NON-LEAD | FVAO | historical reports | SF | No | UNK | UNK | 1995 | N/A |  | NA | NA | NA
60518 | 10A CHAMBERS WAY | No | No | NA | UNK-NOLG | NO | #VALUE! | ALB | UNK-NOLG | #VALUE! | 1995 | NON-LEAD | FVAO | historical reports | SF | No | UNK | UNK | 1995 | N/A |  | NA | NA | NA
65583 | 6 CHAPMAN LN | No | No | NA | UNK-NOLG | NO | #VALUE! | PLB | UNK-NOLG | #VALUE! | 1963 | NON-LEAD | FVAO | historical reports | SF | No | UNK | UNK | 1963 | N/A |  | NA | NA | NA
65582 | 6 CHAPMAN LN | No | No | NA | UNK-NOLG | NO | #VALUE! | PLB | UNK-NOLG | #VALUE! | 1963 | NON-LEAD | FVAO | historical reports | SF | No | UNK | UNK | 1963 | N/A |  | NA | NA | NA
65125 | 8 CHAPMAN LN | No | No | NA | UNK-NOLG | NO | #VALUE! | PLB | UNK-NOLG | #VALUE! | 1963 | NON-LEAD | FVAO | historical reports | SF | No | UNK | UNK | 1963 | N/A |  | NA | NA | NA
65605 | 11 CHAPMAN LN | No | No | NA | UNK-NOLG | NO | #VALUE! | ALB | UNK-NOLG | #VALUE! | 2002 | NON-LEAD | FVAO | historical reports | SF | No | UNK | UNK | 2002 | N/A |  | NA | NA | NA
65129 | 12 CHAPMAN LN | No | No | NA | UNK-NOLG | NO | #VALUE! | ALB | UNK-NOLG | #VALUE! | 2012 | NON-LEAD | FVAO | historical reports | SF | No | UNK | UNK | 2012 | N/A |  | NA | NA | NA
65112 | 13 CHAPMAN LN | No | No | NA | UNK-NOLG | NO | #VALUE! | PLB | UNK-NOLG | #VALUE! | 1972 | NON-LEAD | FVAO | historical reports | SF | No | UNK | UNK | 1972 | N/A |  | NA | NA | NA
65130 | 16 CHAPMAN LN | No | No | NA | UNK-NOLG | NO | #VALUE! | PLB | UNK-NOLG | #VALUE! | 1930 | NON-LEAD | FVAO | historical reports | SF | No | UNK | UNK | 1930 | N/A |  | NA | NA | NA
65111 | 17 CHAPMAN LN | No | No | NA | UNK-NOLG | NO | #VALUE! | PLB | UNK-NOLG | #VALUE! | 1983 | NON-LEAD | FVAO | historical reports | SF | No | UNK | UNK | 1983 | N/A |  | NA | NA | NA
65529 | 8A CHAPMAN LN | No | No | NA | UNK-NOLG | NO | #VALUE! | PLB | UNK-NOLG | #VALUE! | 1963 | NON-LEAD | FVAO | historical reports | SF | No | UNK | UNK | 1963 | N/A |  | NA | NA | NA
65509 | 0 CHASE RD | No | No | NA | UNK-NOLG | NO | #VALUE! | PLB | UNK-NOLG | #VALUE! | PLB | NON-LEAD | FVAO | historical reports | NONRES | No | UNK | UNK | #N/A | N/A |  | NA | NA | NA
63070 | 22 CHASE RD | No | No | NA | UNK-NOLG | NO | #VALUE! | PLB | UNK-NOLG | #VALUE! | 1981 | NON-LEAD | FVAO | historical reports | SF | No | UNK | UNK | 1981 | N/A |  | NA | NA | NA
63545 | 25 CHASE RD | No | No | NA | UNK-NOLG | NO | #VALUE! | ALB | UNK-NOLG | #VALUE! | 1988 | NON-LEAD | FVAO | historical reports | SF | No | UNK | UNK | 1988 | N/A |  | NA | NA | NA
63071 | 26 CHASE RD | No | No | NA | UNK-NOLG | NO | #VALUE! | PLB | UNK-NOLG | #VALUE! | 1981 | NON-LEAD | FVAO | historical reports | SF | No | UNK | UNK | 1981 | N/A |  | NA | NA | NA
65064 | 29 CHASE RD | No | No | NA | UNK-NOLG | NO | #VALUE! | PLB | UNK-NOLG | #VALUE! | 1950 | NON-LEAD | FVAO | historical reports | SF | No | UNK | UNK | 1950 | N/A |  | NA | NA | NA
63534 | 31 CHASE RD | No | No | NA | UNK-NOLG | NO | #VALUE! | PLB | UNK-NOLG | #VALUE! | 1982 | NON-LEAD | FVAO | historical reports | SF | No | UNK | UNK | 1982 | N/A |  | NA | NA | NA
65067 | 32 CHASE RD | No | No | NA | UNK-NOLG | NO | #VALUE! | PLB | UNK-NOLG | #VALUE! | 1948 | NON-LEAD | FVAO | historical reports | SF | No | UNK | UNK | 1948 | N/A |  | NA | NA | NA
65075 | 33 CHASE RD | No | No | NA | UNK-NOLG | NO | #VALUE! | PLB | UNK-NOLG | #VALUE! | 1964 | NON-LEAD | FVAO | historical reports | SF | No | UNK | UNK | 1964 | N/A |  | NA | NA | NA
65537 | 33 CHASE RD | No | No | NA | UNK-NOLG | NO | #VALUE! | PLB | UNK-NOLG | #VALUE! | 1964 | NON-LEAD | FVAO | historical reports | SF | No | UNK | UNK | 1964 | N/A |  | NA | NA | NA
65068 | 36 CHASE RD | No | No | NA | UNK-NOLG | NO | #VALUE! | PLB | UNK-NOLG | #VALUE! | PLB | NON-LEAD | FVAO | historical reports | SF | No | UNK | UNK | 0 | N/A |  | NA | NA | NA
65071 | 37 CHASE RD | No | No | NA | UNK-NOLG | NO | #VALUE! | PLB | UNK-NOLG | #VALUE! | 1981 | NON-LEAD | FVAO | historical reports | SF | No | UNK | UNK | 1981 | N/A |  | NA | NA | NA
65069 | 44 CHASE RD | No | No | NA | UNK-NOLG | NO | #VALUE! | ALB | UNK-NOLG | #VALUE! | 1995 | NON-LEAD | FVAO | historical reports | SF | No | UNK | UNK | 1995 | N/A |  | NA | NA | NA
65528 | 44 CHASE RD | No | No | NA | UNK-NOLG | NO | #VALUE! | ALB | UNK-NOLG | #VALUE! | 1995 | NON-LEAD | FVAO | historical reports | SF | No | UNK | UNK | 1995 | N/A |  | NA | NA | NA
65097 | 49 CHASE RD | No | No | NA | UNK-NOLG | NO | #VALUE! | ALB | UNK-NOLG | #VALUE! | 2009 | NON-LEAD | FVAO | historical reports | SF | No | UNK | UNK | 2009 | N/A |  | NA | NA | NA
65103 | 51 CHASE RD | No | No | NA | UNK-NOLG | NO | #VALUE! | PLB | UNK-NOLG | #VALUE! | 1968 | NON-LEAD | FVAO | historical reports | SF | No | UNK | UNK | 1968 | N/A |  | NA | NA | NA
65594 | 55 CHASE RD | No | No | NA | UNK-NOLG | NO | #VALUE! | ALB | UNK-NOLG | #VALUE! | 1990 | NON-LEAD | FVAO | historical reports | NONRES | No | UNK | UNK | 1990 | N/A |  | NA | NA | NA
65070 | 56 CHASE RD | No | No | NA | UNK-NOLG | NO | #VALUE! | PLB | UNK-NOLG | #VALUE! | 1981 | NON-LEAD | FVAO | historical reports | SF | No | UNK | UNK | 1981 | N/A |  | NA | NA | NA
65217 | 57 CHASE RD | No | No | NA | UNK-NOLG | NO | #VALUE! | ALB | UNK-NOLG | #VALUE! | 1999 | NON-LEAD | FVAO | historical reports | SF | No | UNK | UNK | 1999 | N/A |  | NA | NA | NA
21095 | 58 CHASE RD | No | No | NA | UNK-NOLG | NO | #VALUE! | PLB | UNK-NOLG | #VALUE! | 1945 | NON-LEAD | FVAO | historical reports | SF | No | UNK | UNK | 1945 | N/A |  | NA | NA | NA
21685 | 58 CHASE RD | No | No | NA | UNK-NOLG | NO | #VALUE! | PLB | UNK-NOLG | #VALUE! | 1945 | NON-LEAD | FVAO | historical reports | SF | No | UNK | UNK | 1945 | N/A |  | NA | NA | NA
65216 | 59 CHASE RD | No | No | NA | UNK-NOLG | NO | #VALUE! | PLB | UNK-NOLG | #VALUE! | 1984 | NON-LEAD | FVAO | historical reports | SF | No | UNK | UNK | 1984 | N/A |  | NA | NA | NA
21092 | 70 CHASE RD | No | No | NA | UNK-NOLG | NO | #VALUE! | ALB | UNK-NOLG | #VALUE! | 1999 | NON-LEAD | FVAO | historical reports | SF | No | UNK | UNK | 1999 | N/A |  | NA | NA | NA
21508 | 90 CHASE RD | No | No | NA | UNK-NOLG | NO | #VALUE! | PLB | UNK-NOLG | #VALUE! | 1975 | NON-LEAD | FVAO | historical reports | SF | No | UNK | UNK | 1975 | N/A |  | NA | NA | NA
65106 | 101 CHASE RD | No | No | NA | UNK-NOLG | NO | #VALUE! | PLB | UNK-NOLG | #VALUE! | 1980 | NON-LEAD | FVAO | historical reports | SF | No | UNK | UNK | 1980 | N/A |  | NA | NA | NA
65508 | 101 CHASE RD | No | No | NA | UNK-NOLG | NO | #VALUE! | PLB | UNK-NOLG | #VALUE! | 1977 | NON-LEAD | FVAO | historical reports | SF | No | UNK | UNK | 1977 | N/A |  | NA | NA | NA
63571 | 26A CHASE RD | No | No | NA | UNK-NOLG | NO | #VALUE! | PLB | UNK-NOLG | #VALUE! | 1981 | NON-LEAD | FVAO | historical reports | SF | No | UNK | UNK | 1981 | N/A |  | NA | NA | NA
65536 | 29A CHASE RD | No | No | NA | UNK-NOLG | NO | #VALUE! | PLB | UNK-NOLG | #VALUE! | 1950 | NON-LEAD | FVAO | historical reports | SF | No | UNK | UNK | 1950 | N/A |  | NA | NA | NA
63535 | 31A CHASE RD | No | No | NA | UNK-NOLG | NO | #VALUE! | PLB | UNK-NOLG | #VALUE! | 1982 | NON-LEAD | FVAO | historical reports | SF | No | UNK | UNK | 1982 | N/A |  | NA | NA | NA
66120 | 15 CHURCH ST | No | No | NA | UNK-NOLG | NO | #VALUE! | PLB | UNK-NOLG | #VALUE! | 1982 | NON-LEAD | FVAO | historical reports | NONRES | No | UNK | UNK | 1982 | N/A |  | NA | NA | NA
66712 | 17 CHURCH ST | No | No | NA | UNK-NOLG | NO | #VALUE! | ALB | UNK-NOLG | #VALUE! | 1995 | NON-LEAD | FVAO | historical reports | NONRES | No | UNK | UNK | 1995 | N/A |  | NA | NA | NA
66116 | 19 CHURCH ST | No | No | NA | UNK-NOLG | NO | #VALUE! | PLB | UNK-NOLG | #VALUE! | 1977 | NON-LEAD | FVAO | historical reports | NONRES | No | UNK | UNK | 1977 | N/A |  | NA | NA | NA
66063 | 26 CHURCH ST | No | No | NA | UNK-NOLG | NO | #VALUE! | PLB | UNK-NOLG | #VALUE! | 1870 | NON-LEAD | FVAO | historical reports | NONRES | No | UNK | UNK | 1870 | N/A |  | NA | NA | NA
66115 | 29 CHURCH ST | No | No | NA | UNK-NOLG | NO | #VALUE! | PLB | UNK-NOLG | #VALUE! | 1983 | NON-LEAD | FVAO | historical reports | NONRES | No | UNK | UNK | 1983 | N/A |  | NA | NA | NA
66539 | 0 CHURCH ST/REAR | No | No | NA | UNK-NOLG | NO | #VALUE! | PLB | UNK-NOLG | #VALUE! | PLB | NON-LEAD | FVAO | historical reports | SF | No | UNK | UNK | #N/A | N/A |  | NA | NA | NA
63030 | 1 CLARK DR | No | No | NA | UNK-NOLG | NO | #VALUE! | PLB | UNK-NOLG | #VALUE! | 1980 | NON-LEAD | FVAO | historical reports | SF | No | UNK | UNK | 1980 | N/A |  | NA | NA | NA
63544 | 2 CLARK DR | No | No | NA | UNK-NOLG | NO | #VALUE! | ALB | UNK-NOLG | #VALUE! | 1996 | NON-LEAD | FVAO | historical reports | SF | No | UNK | UNK | 1996 | N/A |  | NA | NA | NA
63031 | 3 CLARK DR | No | No | NA | UNK-NOLG | NO | #VALUE! | PLB | UNK-NOLG | #VALUE! | 1972 | NON-LEAD | FVAO | historical reports | SF | No | UNK | UNK | 1972 | N/A |  | NA | NA | NA
63513 | 4 CLARK DR | No | No | NA | UNK-NOLG | NO | #VALUE! | PLB | UNK-NOLG | #VALUE! | 1974 | NON-LEAD | FVAO | historical reports | SF | No | UNK | UNK | 1974 | N/A |  | NA | NA | NA
63029 | 6 CLARK DR | No | No | NA | UNK-NOLG | NO | #VALUE! | PLB | UNK-NOLG | #VALUE! | 1975 | NON-LEAD | FVAO | historical reports | SF | No | UNK | UNK | 1975 | N/A |  | NA | NA | NA
63537 | 8 CLARK DR | No | No | NA | UNK-NOLG | NO | #VALUE! | ALB | UNK-NOLG | #VALUE! | 1986 | NON-LEAD | FVAO | historical reports | SF | No | UNK | UNK | 1986 | N/A |  | NA | NA | NA
21044 | 24 CLAY PIT RD | No | No | NA | UNK-NOLG | NO | #VALUE! | PLB | UNK-NOLG | #VALUE! | 1950 | NON-LEAD | FVAO | historical reports | SF | No | UNK | UNK | 1950 | N/A |  | NA | NA | NA
21661 | 62 CLAY PIT RD | No | No | NA | UNK-NOLG | NO | #VALUE! | ALB | UNK-NOLG | #VALUE! | 1988 | NON-LEAD | FVAO | historical reports | SF | No | UNK | UNK | 1988 | N/A |  | NA | NA | NA
67061 | 15 CLEVELANDTOWN RD | No | No | NA | UNK-NOLG | NO | #VALUE! | PLB | UNK-NOLG | #VALUE! | 1976 | NON-LEAD | FVAO | historical reports | SF | No | UNK | UNK | 1976 | N/A |  | NA | NA | NA
67064 | 16 CLEVELANDTOWN RD | No | No | NA | UNK-NOLG | NO | #VALUE! | PLB | UNK-NOLG | #VALUE! | 1920 | NON-LEAD | FVAO | historical reports | SF | No | UNK | UNK | 1920 | N/A |  | NA | NA | NA
67062 | 19 CLEVELANDTOWN RD | No | No | NA | UNK-NOLG | NO | #VALUE! | PLB | UNK-NOLG | #VALUE! | 1928 | NON-LEAD | FVAO | historical reports | SF | No | UNK | UNK | 1928 | N/A |  | NA | NA | NA
67065 | 20 CLEVELANDTOWN RD | No | No | NA | UNK-NOLG | NO | #VALUE! | PLB | UNK-NOLG | #VALUE! | 1966 | NON-LEAD | FVAO | historical reports | SF | No | UNK | UNK | 1966 | N/A |  | NA | NA | NA
67067 | 23 CLEVELANDTOWN RD | No | No | NA | UNK-NOLG | NO | #VALUE! | PLB | UNK-NOLG | #VALUE! | 1935 | NON-LEAD | FVAO | historical reports | SF | No | UNK | UNK | 1935 | N/A |  | NA | NA | NA
67071 | 24 CLEVELANDTOWN RD | No | No | NA | UNK-NOLG | NO | #VALUE! | PLB | UNK-NOLG | #VALUE! | 1981 | NON-LEAD | FVAO | historical reports | SF | No | UNK | UNK | 1981 | N/A |  | NA | NA | NA
67079 | 27 CLEVELANDTOWN RD | No | No | NA | UNK-NOLG | NO | #VALUE! | PLB | UNK-NOLG | #VALUE! | 1935 | NON-LEAD | FVAO | historical reports | SF | No | UNK | UNK | 1935 | N/A |  | NA | NA | NA
67092 | 29 CLEVELANDTOWN RD | No | No | NA | UNK-NOLG | NO | #VALUE! | ALB | UNK-NOLG | #VALUE! | 1999 | NON-LEAD | FVAO | historical reports | SF | No | UNK | UNK | 1999 | N/A |  | NA | NA | NA
67073 | 32 CLEVELANDTOWN RD | No | No | NA | UNK-NOLG | NO | #VALUE! | PLB | UNK-NOLG | #VALUE! | 1938 | NON-LEAD | FVAO | historical reports | SF | No | UNK | UNK | 1938 | N/A |  | NA | NA | NA
67090 | 37 CLEVELANDTOWN RD | No | No | NA | UNK-NOLG | NO | #VALUE! | PLB | UNK-NOLG | #VALUE! | 1973 | NON-LEAD | FVAO | historical reports | SF | No | UNK | UNK | 1973 | N/A |  | NA | NA | NA
67500 | 40 CLEVELANDTOWN RD | No | No | NA | UNK-NOLG | NO | #VALUE! | PLB | UNK-NOLG | #VALUE! | 1966 | NON-LEAD | FVAO | historical reports | SF | No | UNK | UNK | 1966 | N/A |  | NA | NA | NA
67088 | 41 CLEVELANDTOWN RD | No | No | NA | UNK-NOLG | NO | #VALUE! | ALB | UNK-NOLG | #VALUE! | 2008 | NON-LEAD | FVAO | historical reports | SF | No | UNK | UNK | 2008 | N/A |  | NA | NA | NA
67086 | 47 CLEVELANDTOWN RD | No | No | NA | UNK-NOLG | NO | #VALUE! | ALB | UNK-NOLG | #VALUE! | 1998 | NON-LEAD | FVAO | historical reports | SF | No | UNK | UNK | 1998 | N/A |  | NA | NA | NA
29563 | 64 CLEVELANDTOWN RD | No | No | NA | UNK-NOLG | NO | #VALUE! | ALB | UNK-NOLG | #VALUE! | 2017 | NON-LEAD | FVAO | historical reports | SF | No | UNK | UNK | 2017 | N/A |  | NA | NA | NA
29073 | 66 CLEVELANDTOWN RD | No | Yes | Lead | Cl-L | NO | #VALUE! | PLB | UNK-NOLG | #VALUE! | 1938 | NON-LEAD | FVAO | historical reports | SF | No | UNK | UNK | 1938 | N/A |  | NA | NA | NA
29590 | 68 CLEVELANDTOWN RD | No | No | NA | UNK-NOLG | NO | #VALUE! | ALB | UNK-NOLG | #VALUE! | 2006 | NON-LEAD | FVAO | historical reports | SF | No | UNK | UNK | 2006 | N/A |  | NA | NA | NA
29076 | 70 CLEVELANDTOWN RD | No | No | NA | UNK-NOLG | NO | #VALUE! | PLB | UNK-NOLG | #VALUE! | 1973 | NON-LEAD | FVAO | historical reports | SF | No | UNK | UNK | 1973 | N/A |  | NA | NA | NA
29077 | 76 CLEVELANDTOWN RD | No | No | NA | UNK-NOLG | NO | #VALUE! | PLB | UNK-NOLG | #VALUE! | 1978 | NON-LEAD | FVAO | historical reports | SF | No | UNK | UNK | 1978 | N/A |  | NA | NA | NA
29079 | 86 CLEVELANDTOWN RD | No | Yes | Lead | Cl-L | NO | #VALUE! | PLB | UNK-NOLG | #VALUE! | 1935 | NON-LEAD | FVAO | historical reports | SF | No | UNK | UNK | 1935 | N/A |  | NA | NA | NA
29157 | 88 CLEVELANDTOWN RD | No | No | NA | UNK-NOLG | NO | #VALUE! | ALB | UNK-NOLG | #VALUE! | 1990 | NON-LEAD | FVAO | historical reports | SF | No | UNK | UNK | 1990 | N/A |  | NA | NA | NA
29080 | 94 CLEVELANDTOWN RD | No | No | NA | UNK-NOLG | NO | #VALUE! | PLB | UNK-NOLG | #VALUE! | 1930 | NON-LEAD | FVAO | historical reports | SF | No | UNK | UNK | 1930 | N/A |  | NA | NA | NA
29081 | 100 CLEVELANDTOWN RD | No | No | NA | UNK-NOLG | NO | #VALUE! | PLB | UNK-NOLG | #VALUE! | 1890 | NON-LEAD | FVAO | historical reports | SF | No | UNK | UNK | 1890 | N/A |  | NA | NA | NA
29123 | 109 CLEVELANDTOWN RD | No | No | NA | UNK-NOLG | NO | #VALUE! | ALB | UNK-NOLG | #VALUE! | 1987 | NON-LEAD | FVAO | historical reports | SF | No | UNK | UNK | 1987 | N/A |  | NA | NA | NA
29500 | 109A CLEVELANDTOWN RD | No | No | NA | UNK-NOLG | NO | #VALUE! | ALB | UNK-NOLG | #VALUE! | 1987 | NON-LEAD | FVAO | historical reports | SF | No | UNK | UNK | 1987 | N/A |  | NA | NA | NA
67508 | 15A CLEVELANDTOWN RD | No | No | NA | UNK-NOLG | NO | #VALUE! | PLB | UNK-NOLG | #VALUE! | 1976 | NON-LEAD | FVAO | historical reports | SF | No | UNK | UNK | 1976 | N/A |  | NA | NA | NA
67076 | 40A CLEVELANDTOWN RD | No | No | NA | UNK-NOLG | NO | #VALUE! | PLB | UNK-NOLG | #VALUE! | 1966 | NON-LEAD | FVAO | historical reports | SF | No | UNK | UNK | 1966 | N/A |  | NA | NA | NA
67503 | 41A CLEVELANDTOWN RD | No | No | NA | UNK-NOLG | NO | #VALUE! | ALB | UNK-NOLG | #VALUE! | 2008 | NON-LEAD | FVAO | historical reports | SF | No | UNK | UNK | 2008 | N/A |  | NA | NA | NA
67504 | 41B CLEVELANDTOWN RD | No | No | NA | UNK-NOLG | NO | #VALUE! | ALB | UNK-NOLG | #VALUE! | 2008 | NON-LEAD | FVAO | historical reports | SF | No | UNK | UNK | 2008 | N/A |  | NA | NA | NA
67084 | 52A CLEVELANDTOWN RD | No | Yes | Lead | Cl-L | NO | #VALUE! | PLB | UNK-NOLG | #VALUE! | 1980 | NON-LEAD | FVAO | historical reports | SF | No | UNK | UNK | 1980 | N/A |  | NA | NA | NA
67509 | 52B CLEVELANDTOWN RD | No | No | NA | UNK-NOLG | NO | #VALUE! | PLB | UNK-NOLG | #VALUE! | 1980 | NON-LEAD | FVAO | historical reports | SF | No | UNK | UNK | 1980 | N/A |  | NA | NA | NA
67083 | 52C CLEVELANDTOWN RD | No | No | NA | UNK-NOLG | NO | #VALUE! | PLB | UNK-NOLG | #VALUE! | 1980 | NON-LEAD | FVAO | historical reports | SF | No | UNK | UNK | 1980 | N/A |  | NA | NA | NA
22139 | 74 CLUB HOUSE DR | No | No | NA | UNK-NOLG | NO | #VALUE! | PLB | UNK-NOLG | #VALUE! | 1985 | NON-LEAD | FVAO | historical reports | SF | No | UNK | UNK | 1985 | N/A |  | NA | NA | NA
22140 | 76 CLUB HOUSE DR | No | No | NA | UNK-NOLG | NO | #VALUE! | PLB | UNK-NOLG | #VALUE! | 1985 | NON-LEAD | FVAO | historical reports | SF | No | UNK | UNK | 1985 | N/A |  | NA | NA | NA
22131 | 100 CLUB HOUSE DR | No | No | NA | UNK-NOLG | NO | #VALUE! | ALB | UNK-NOLG | #VALUE! | 2015 | NON-LEAD | FVAO | historical reports | NONRES | No | UNK | UNK | 2015 | N/A |  | NA | NA | NA
22132 | 120 CLUB HOUSE DR/MAINTENANCE | No | No | NA | UNK-NOLG | NO | #VALUE! | ALB | UNK-NOLG | #VALUE! | 2015 | NON-LEAD | FVAO | historical reports | NONRES | No | UNK | UNK | 2015 | N/A |  | NA | NA | NA
22130 | 120 CLUB HOUSE DR/PUMP HOUSE | No | No | NA | UNK-NOLG | NO | #VALUE! | ALB | UNK-NOLG | #VALUE! | 2015 | NON-LEAD | FVAO | historical reports | NONRES | No | UNK | UNK | 2015 | N/A |  | NA | NA | NA
22138 | 64 CLUBHOUSE LN | No | No | NA | UNK-NOLG | NO | #VALUE! | ALB | UNK-NOLG | #VALUE! | 2015 | NON-LEAD | FVAO | historical reports | NONRES | No | UNK | UNK | 2015 | N/A |  | NA | NA | NA
22134 | 70 CLUBHOUSE LN | No | No | NA | UNK-NOLG | NO | #VALUE! | ALB | UNK-NOLG | #VALUE! | 2015 | NON-LEAD | FVAO | historical reports | SF | No | UNK | UNK | 2015 | N/A |  | NA | NA | NA
22135 | 72 CLUBHOUSE LN | No | No | NA | UNK-NOLG | NO | #VALUE! | ALB | UNK-NOLG | #VALUE! | 2015 | NON-LEAD | FVAO | historical reports | SF | No | UNK | UNK | 2015 | N/A |  | NA | NA | NA
22136 | CLUBHOUSE LN | No | No | NA | UNK-NOLG | NO | #VALUE! | ALB | UNK-NOLG | #VALUE! | 2015 | NON-LEAD | FVAO | historical reports | SF | No | UNK | UNK | 2015 | N/A |  | NA | NA | NA
22137 | CLUBHOUSE LN | No | No | NA | UNK-NOLG | NO | #VALUE! | ALB | UNK-NOLG | #VALUE! | 2015 | NON-LEAD | FVAO | historical reports | SF | No | UNK | UNK | 2015 | N/A |  | NA | NA | NA
21729 | 9 CODMAN SPRING RD | No | No | NA | UNK-NOLG | NO | #VALUE! | PLB | UNK-NOLG | #VALUE! | 1982 | NON-LEAD | FVAO | historical reports | SF | No | UNK | UNK | 1982 | N/A |  | NA | NA | NA
22001 | 10 CODMAN SPRING RD | No | No | NA | UNK-NOLG | NO | #VALUE! | PLB | UNK-NOLG | #VALUE! | 1980 | NON-LEAD | FVAO | historical reports | SF | No | UNK | UNK | 1980 | N/A |  | NA | NA | NA
22007 | 33 CODMAN SPRINGS RD | No | No | NA | UNK-NOLG | NO | #VALUE! | ALB | UNK-NOLG | #VALUE! | 1987 | NON-LEAD | FVAO | historical reports | SF | No | UNK | UNK | 1987 | N/A |  | NA | NA | NA
22041 | 66 CODMAN SPRINGS RD | No | No | NA | UNK-NOLG | NO | #VALUE! | PLB | UNK-NOLG | #VALUE! | 1930 | NON-LEAD | FVAO | historical reports | SF | No | UNK | UNK | 1930 | N/A |  | NA | NA | NA
65938 | 0 COOKE ST | No | Yes | Lead | Cl-L | NO | #VALUE! | PLB | UNK-NOLG | #VALUE! | PLB | NON-LEAD | FVAO | historical reports | SF | No | UNK | UNK | #N/A | N/A |  | NA | NA | NA
66331 | 1 COOKE ST | No | No | NA | UNK-NOLG | NO | #VALUE! | PLB | UNK-NOLG | #VALUE! | 1870 | NON-LEAD | FVAO | historical reports | NONRES | No | UNK | UNK | 1870 | N/A |  | NA | NA | NA
66174 | 14 COOKE ST | No | No | NA | UNK-NOLG | NO | #VALUE! | PLB | UNK-NOLG | #VALUE! | 1835 | NON-LEAD | FVAO | historical reports | SF | No | UNK | UNK | 1835 | N/A |  | NA | NA | NA
66173 | 16 COOKE ST | No | No | NA | UNK-NOLG | NO | #VALUE! | PLB | UNK-NOLG | #VALUE! | 1900 | NON-LEAD | FVAO | historical reports | SF | No | UNK | UNK | 1900 | N/A |  | NA | NA | NA
66172 | 20 COOKE ST | No | Yees | Lead | UNK-NOLG | NO | #VALUE! | PLB | UNK-NOLG | #VALUE! | 1840 | NON-LEAD | FVAO | historical reports | SF | No | UNK | UNK | 1840 | N/A |  | NA | NA | NA
66176 | 21 COOKE ST | No | No | NA | UNK-NOLG | NO | #VALUE! | PLB | UNK-NOLG | #VALUE! | 1910 | NON-LEAD | FVAO | historical reports | SF | No | UNK | UNK | 1910 | N/A |  | NA | NA | NA
66141 | 35 COOKE ST | No | No | NA | UNK-NOLG | NO | #VALUE! | PLB | UNK-NOLG | #VALUE! | 1870 | NON-LEAD | FVAO | historical reports | SF | No | UNK | UNK | 1870 | N/A |  | NA | NA | NA
66142 | 37 COOKE ST | No | No | NA | UNK-NOLG | NO | #VALUE! | PLB | UNK-NOLG | #VALUE! | 1975 | NON-LEAD | FVAO | historical reports | SF | No | UNK | UNK | 1975 | N/A |  | NA | NA | NA
66033 | 46 COOKE ST | No | Yes | Lead | Cl-L | NO | #VALUE! | PLB | UNK-NOLG | #VALUE! | 1960 | NON-LEAD | FVAO | historical reports | SF | No | UNK | UNK | 1960 | N/A |  | NA | NA | NA
66035 | 47 COOKE ST | No | No | NA | UNK-NOLG | NO | #VALUE! | ALB | UNK-NOLG | #VALUE! | 1997 | NON-LEAD | FVAO | historical reports | SF | No | UNK | UNK | 1997 | N/A |  | NA | NA | NA
66031 | 50 COOKE ST | No | No | NA | UNK-NOLG | NO | #VALUE! | PLB | UNK-NOLG | #VALUE! | 1973 | NON-LEAD | FVAO | historical reports | SF | No | UNK | UNK | 1973 | N/A |  | NA | NA | NA
66036 | 51 COOKE ST | No | No | NA | UNK-NOLG | NO | #VALUE! | PLB | UNK-NOLG | #VALUE! | 1973 | NON-LEAD | FVAO | historical reports | SF | No | UNK | UNK | 1973 | N/A |  | NA | NA | NA
66029 | 52 COOKE ST | No | No | NA | UNK-NOLG | NO | #VALUE! | PLB | UNK-NOLG | #VALUE! | 1968 | NON-LEAD | FVAO | historical reports | SF | No | UNK | UNK | 1968 | N/A |  | NA | NA | NA
66030 | 54 COOKE ST | No | Yes | Lead | Cl-L | NO | #VALUE! | PLB | UNK-NOLG | #VALUE! | 1980 | NON-LEAD | FVAO | historical reports | SF | No | UNK | UNK | 1980 | N/A |  | NA | NA | NA
66037 | 55 COOKE ST | No | No | NA | UNK-NOLG | NO | #VALUE! | PLB | UNK-NOLG | #VALUE! | 1985 | NON-LEAD | FVAO | historical reports | SF | No | UNK | UNK | 1985 | N/A |  | NA | NA | NA
66038 | 59 COOKE ST | No | No | NA | UNK-NOLG | NO | #VALUE! | PLB | UNK-NOLG | #VALUE! | 1974 | NON-LEAD | FVAO | historical reports | SF | No | UNK | UNK | 1974 | N/A |  | NA | NA | NA
66006 | 60 COOKE ST | No | No | NA | UNK-NOLG | NO | #VALUE! | ALB | UNK-NOLG | #VALUE! | 1987 | NON-LEAD | FVAO | historical reports | SF | No | UNK | UNK | 1987 | N/A |  | NA | NA | NA
65184 | 77 COOKE ST | No | No | NA | UNK-NOLG | NO | #VALUE! | PLB | UNK-NOLG | #VALUE! | 1970 | NON-LEAD | FVAO | historical reports | NONRES | No | UNK | UNK | 1970 | N/A |  | NA | NA | NA
65175 | 87 COOKE ST | No | No | NA | UNK-NOLG | NO | #VALUE! | PLB | UNK-NOLG | #VALUE! | 1940 | NON-LEAD | FVAO | historical reports | SF | No | UNK | UNK | 1940 | N/A |  | NA | NA | NA
65174 | 93 COOKE ST | No | No | NA | UNK-NOLG | NO | #VALUE! | PLB | UNK-NOLG | #VALUE! | 1835 | NON-LEAD | FVAO | historical reports | SF | No | UNK | UNK | 1835 | N/A |  | NA | NA | NA
65172 | 97 COOKE ST | No | No | NA | UNK-NOLG | NO | #VALUE! | PLB | UNK-NOLG | #VALUE! | 1840 | NON-LEAD | FVAO | historical reports | SF | No | UNK | UNK | 1840 | N/A |  | NA | NA | NA
65171 | 99 COOKE ST | No | No | NA | UNK-NOLG | NO | #VALUE! | ALB | UNK-NOLG | #VALUE! | 1999 | NON-LEAD | FVAO | historical reports | NONRES | No | UNK | UNK | 1999 | N/A |  | NA | NA | NA
65601 | 103 COOKE ST | No | No | NA | UNK-NOLG | NO | #VALUE! | PLB | UNK-NOLG | #VALUE! | 1973 | NON-LEAD | FVAO | historical reports | SF | No | UNK | UNK | 1973 | N/A |  | NA | NA | NA
65542 | 104 COOKE ST | No | No | NA | UNK-NOLG | NO | #VALUE! | PLB | UNK-NOLG | #VALUE! | 1975 | NON-LEAD | FVAO | historical reports | SF | No | UNK | UNK | 1975 | N/A |  | NA | NA | NA
65169 | 105 COOKE ST | No | No | NA | UNK-NOLG | NO | #VALUE! | PLB | UNK-NOLG | #VALUE! | 1973 | NON-LEAD | FVAO | historical reports | SF | No | UNK | UNK | 1973 | N/A |  | NA | NA | NA
65155 | 106 COOKE ST | No | No | NA | UNK-NOLG | NO | #VALUE! | PLB | UNK-NOLG | #VALUE! | PLB | NON-LEAD | FVAO | historical reports | NONRES | No | UNK | UNK | 0 | N/A |  | NA | NA | NA
65040 | 124 COOKE ST | No | No | NA | UNK-NOLG | NO | #VALUE! | PLB | UNK-NOLG | #VALUE! | 1935 | NON-LEAD | FVAO | historical reports | SF | No | UNK | UNK | 1935 | N/A |  | NA | NA | NA
65532 | 130 COOKE ST | No | No | NA | UNK-NOLG | NO | #VALUE! | PLB | UNK-NOLG | #VALUE! | 1898 | NON-LEAD | FVAO | historical reports | SF | No | UNK | UNK | 1898 | N/A |  | NA | NA | NA
65039 | 134 COOKE ST | No | No | NA | UNK-NOLG | NO | #VALUE! | PLB | UNK-NOLG | #VALUE! | 1898 | NON-LEAD | FVAO | historical reports | SF | No | UNK | UNK | 1898 | N/A |  | NA | NA | NA
65544 | 136 COOKE ST | No | No | NA | UNK-NOLG | NO | #VALUE! | ALB | UNK-NOLG | #VALUE! | 1988 | NON-LEAD | FVAO | historical reports | SF | No | UNK | UNK | 1988 | N/A |  | NA | NA | NA
65623 | 136 COOKE ST | No | No | NA | UNK-NOLG | NO | #VALUE! | ALB | UNK-NOLG | #VALUE! | 1988 | NON-LEAD | FVAO | historical reports | SF | No | UNK | UNK | 1988 | N/A |  | NA | NA | NA
65037 | 140 COOKE ST | No | No | NA | UNK-NOLG | NO | #VALUE! | PLB | UNK-NOLG | #VALUE! | 1985 | NON-LEAD | FVAO | historical reports | NONRES | No | UNK | UNK | 1985 | N/A |  | NA | NA | NA
65158 | 104A COOKE ST | No | No | NA | UNK-NOLG | NO | #VALUE! | ALB | UNK-NOLG | #VALUE! | 1987 | NON-LEAD | FVAO | historical reports | NONRES | No | UNK | UNK | 1987 | N/A |  | NA | NA | NA
65550 | 106A COOKE ST | No | No | NA | UNK-NOLG | NO | #VALUE! | PLB | UNK-NOLG | #VALUE! | PLB | NON-LEAD | FVAO | historical reports | SF | No | UNK | UNK | 0 | N/A |  | NA | NA | NA
65551 | 106B COOKE ST | No | No | NA | UNK-NOLG | NO | #VALUE! | PLB | UNK-NOLG | #VALUE! | PLB | NON-LEAD | FVAO | historical reports | SF | No | UNK | UNK | #N/A | N/A |  | NA | NA | NA
65531 | 134A COOKE ST | No | No | NA | UNK-NOLG | NO | #VALUE! | PLB | UNK-NOLG | #VALUE! | 1898 | NON-LEAD | FVAO | historical reports | SF | No | UNK | UNK | 1898 | N/A |  | NA | NA | NA
65557 | 136A COOKE ST | No | No | NA | UNK-NOLG | NO | #VALUE! | ALB | UNK-NOLG | #VALUE! | 1988 | NON-LEAD | FVAO | historical reports | SF | No | UNK | UNK | 1988 | N/A |  | NA | NA | NA
66706 | 35A COOKE ST | No | No | NA | UNK-NOLG | NO | #VALUE! | PLB | UNK-NOLG | #VALUE! | 1870 | NON-LEAD | FVAO | historical reports | SF | No | UNK | UNK | 1870 | N/A |  | NA | NA | NA
66519 | 54A COOKE ST | No | No | NA | UNK-NOLG | NO | #VALUE! | PLB | UNK-NOLG | #VALUE! | 1980 | NON-LEAD | FVAO | historical reports | SF | No | UNK | UNK | 1980 | N/A |  | NA | NA | NA
65572 | 87A COOKE ST | No | No | NA | UNK-NOLG | NO | #VALUE! | PLB | UNK-NOLG | #VALUE! | 1940 | NON-LEAD | FVAO | historical reports | SF | No | UNK | UNK | 1940 | N/A |  | NA | NA | NA
65038 | 138 COOKE ST, UNIT #1 | No | No | NA | UNK-NOLG | NO | #VALUE! | PLB | UNK-NOLG | #VALUE! | 1974 | NON-LEAD | FVAO | historical reports | NONRES | No | UNK | UNK | 1974 | N/A |  | NA | NA | NA
65609 | 138 COOKE ST, UNIT #2 | No | No | NA | UNK-NOLG | NO | #VALUE! | PLB | UNK-NOLG | #VALUE! | 1974 | NON-LEAD | FVAO | historical reports | NONRES | No | UNK | UNK | 1974 | N/A |  | NA | NA | NA
28210 | 3 CORMORANT CIR | No | No | NA | UNK-NOLG | NO | #VALUE! | ALB | UNK-NOLG | #VALUE! | 1988 | NON-LEAD | FVAO | historical reports | SF | No | UNK | UNK | 1988 | N/A |  | NA | NA | NA
28136 | 4 CORMORANT CIR | No | No | NA | UNK-NOLG | NO | #VALUE! | PLB | UNK-NOLG | #VALUE! | 2007 | NON-LEAD | FVAO | historical reports | SF | No | UNK | UNK | 2007 | A | 1 | NA | NA | NA
28209 | 5 CORMORANT CIR | No | No | NA | UNK-NOLG | NO | #VALUE! | PLB | UNK-NOLG | #VALUE! | 1978 | NON-LEAD | FVAO | historical reports | SF | No | UNK | UNK | 1978 | N/A |  | NA | NA | NA
28135 | 6 CORMORANT CIR | No | No | NA | UNK-NOLG | NO | #VALUE! | ALB | UNK-NOLG | #VALUE! | 2010 | NON-LEAD | FVAO | historical reports | SF | No | UNK | UNK | 2010 | N/A |  | NA | NA | NA
28134 | 8 CORMORANT CIR | No | No | NA | UNK-NOLG | NO | #VALUE! | ALB | UNK-NOLG | #VALUE! | 1999 | NON-LEAD | FVAO | historical reports | SF | No | UNK | UNK | 1999 | N/A |  | NA | NA | NA
28626 | 10 CORMORANT CIR | No | No | NA | UNK-NOLG | NO | #VALUE! | ALB | UNK-NOLG | #VALUE! | 1986 | NON-LEAD | FVAO | historical reports | SF | No | UNK | UNK | 1986 | N/A |  | NA | NA | NA
28132 | 12 CORMORANT CIR | No | No | NA | UNK-NOLG | NO | #VALUE! | ALB | UNK-NOLG | #VALUE! | 1998 | NON-LEAD | FVAO | historical reports | SF | No | UNK | UNK | 1998 | N/A |  | NA | NA | NA
28206 | 13 CORMORANT CIR | No | No | NA | UNK-NOLG | NO | #VALUE! | ALB | UNK-NOLG | #VALUE! | 1986 | NON-LEAD | FVAO | historical reports | SF | No | UNK | UNK | 1986 | N/A |  | NA | NA | NA
28113 | 15 CORMORANT CIR | No | No | NA | UNK-NOLG | NO | #VALUE! | ALB | UNK-NOLG | #VALUE! | 1986 | NON-LEAD | FVAO | historical reports | SF | No | UNK | UNK | 1986 | N/A |  | NA | NA | NA
28101 | 18 CORMORANT CIR | No | No | NA | UNK-NOLG | NO | #VALUE! | ALB | UNK-NOLG | #VALUE! | 2009 | NON-LEAD | FVAO | historical reports | SF | No | UNK | UNK | 2009 | N/A |  | NA | NA | NA
28102 | 20 CORMORANT CIR | No | No | NA | UNK-NOLG | NO | #VALUE! | PLB | UNK-NOLG | #VALUE! | 1940 | NON-LEAD | FVAO | historical reports | SF | No | UNK | UNK | 1940 | N/A |  | NA | NA | NA
28103 | 22 CORMORANT CIR | No | No | NA | UNK-NOLG | NO | #VALUE! | PLB | UNK-NOLG | #VALUE! | 1968 | NON-LEAD | FVAO | historical reports | SF | No | UNK | UNK | 1968 | N/A |  | NA | NA | NA
28110 | 23 CORMORANT CIR | No | No | NA | UNK-NOLG | NO | #VALUE! | ALB | UNK-NOLG | #VALUE! | 1993 | NON-LEAD | FVAO | historical reports | SF | No | UNK | UNK | 1993 | N/A |  | NA | NA | NA
28104 | 24 CORMORANT CIR | No | No | NA | UNK-NOLG | NO | #VALUE! | PLB | UNK-NOLG | #VALUE! | 1978 | NON-LEAD | FVAO | historical reports | SF | No | UNK | UNK | 1978 | N/A |  | NA | NA | NA
28109 | 25 CORMORANT CIR | No | No | NA | UNK-NOLG | NO | #VALUE! | PLB | UNK-NOLG | #VALUE! | 1977 | NON-LEAD | FVAO | historical reports | SF | No | UNK | UNK | 1977 | N/A |  | NA | NA | NA
28105 | 26 CORMORANT CIR | No | No | NA | UNK-NOLG | NO | #VALUE! | PLB | UNK-NOLG | #VALUE! | 1975 | NON-LEAD | FVAO | historical reports | SF | No | UNK | UNK | 1975 | N/A |  | NA | NA | NA
28108 | 27 CORMORANT CIR | Yes | No | NA | UNK-NOLG | NO | #VALUE! | PLB | UNK-NOLG | #VALUE! | 1964 | NON-LEAD | FVAO | historical reports | SF | No | UNK | UNK | 1964 | R | 1 | NA | NA | NA
28726 | 28 CORMORANT CIR | No | No | NA | UNK-NOLG | NO | #VALUE! | ALB | UNK-NOLG | #VALUE! | 1994 | NON-LEAD | FVAO | historical reports | SF | No | UNK | UNK | 1994 | N/A |  | NA | NA | NA
28107 | 30 CORMORANT CIR | No | No | NA | UNK-NOLG | NO | #VALUE! | PLB | UNK-NOLG | #VALUE! | 1966 | NON-LEAD | FVAO | historical reports | NONRES | No | UNK | UNK | 1966 | N/A |  | NA | NA | NA
28556 | 10A CORMORANT CIRCLE | No | No | NA | UNK-NOLG | NO | #VALUE! | ALB | UNK-NOLG | #VALUE! | 1986 | NON-LEAD | FVAO | historical reports | SF | No | UNK | UNK | 1986 | N/A |  | NA | NA | NA
66698 | 19 COTTAGE ST | No | No | NA | UNK-NOLG | NO | #VALUE! | ALB | UNK-NOLG | #VALUE! | 1986 | NON-LEAD | FVAO | historical reports | SF | No | UNK | UNK | 1986 | N/A |  | NA | NA | NA
66258 | 20 COTTAGE ST | No | No | NA | UNK-NOLG | NO | #VALUE! | PLB | UNK-NOLG | #VALUE! | 1950 | NON-LEAD | FVAO | historical reports | SF | No | UNK | UNK | 1950 | N/A |  | NA | NA | NA
66266 | 21 COTTAGE ST | No | No | NA | UNK-NOLG | NO | #VALUE! | PLB | UNK-NOLG | #VALUE! | 1890 | NON-LEAD | FVAO | historical reports | SF | No | UNK | UNK | 1890 | N/A |  | NA | NA | NA
66259 | 22 COTTAGE ST | No | No | NA | UNK-NOLG | NO | #VALUE! | PLB | UNK-NOLG | #VALUE! | 1895 | NON-LEAD | FVAO | historical reports | SF | No | UNK | UNK | 1895 | N/A |  | NA | NA | NA
66339 | 23 COTTAGE ST | No | No | NA | UNK-NOLG | NO | #VALUE! | PLB | UNK-NOLG | #VALUE! | 1900 | NON-LEAD | FVAO | historical reports | SF | No | UNK | UNK | 1900 | N/A |  | NA | NA | NA
66260 | 24 COTTAGE ST | No | No | NA | UNK-NOLG | NO | #VALUE! | ALB | UNK-NOLG | #VALUE! | 2003 | NON-LEAD | FVAO | historical reports | SF | No | UNK | UNK | 2003 | N/A |  | NA | NA | NA
66265 | 27 COTTAGE ST | No | No | NA | UNK-NOLG | NO | #VALUE! | PLB | UNK-NOLG | #VALUE! | 1930 | NON-LEAD | FVAO | historical reports | SF | No | UNK | UNK | 1930 | N/A |  | NA | NA | NA
66660 | 30 COTTAGE ST | No | No | NA | UNK-NOLG | NO | #VALUE! | ALB | UNK-NOLG | #VALUE! | 2001 | NON-LEAD | FVAO | historical reports | SF | No | UNK | UNK | 2001 | N/A |  | NA | NA | NA
66263 | 32 COTTAGE ST | No | No | NA | UNK-NOLG | NO | #VALUE! | ALB | UNK-NOLG | #VALUE! | 2001 | NON-LEAD | FVAO | historical reports | SF | No | UNK | UNK | 2001 | N/A |  | NA | NA | NA
66264 | 33 COTTAGE ST | No | No | NA | UNK-NOLG | NO | #VALUE! | PLB | UNK-NOLG | #VALUE! | 1900 | NON-LEAD | FVAO | historical reports | SF | No | UNK | UNK | 1900 | N/A |  | NA | NA | NA
66345 | 39 COTTAGE ST | No | No | NA | UNK-NOLG | NO | #VALUE! | PLB | UNK-NOLG | #VALUE! | 1977 | NON-LEAD | FVAO | historical reports | SF | No | UNK | UNK | 1977 | N/A |  | NA | NA | NA
64031 | 43 COTTAGE ST | No | No | NA | UNK-NOLG | NO | #VALUE! | PLB | UNK-NOLG | #VALUE! | 1973 | NON-LEAD | FVAO | historical reports | SF | No | UNK | UNK | 1973 | N/A |  | NA | NA | NA
64520 | 45 COTTAGE ST | No | No | NA | UNK-NOLG | NO | #VALUE! | PLB | UNK-NOLG | #VALUE! | 1940 | NON-LEAD | FVAO | historical reports | SF | No | UNK | UNK | 1940 | N/A |  | NA | NA | NA
64523 | 45 COTTAGE ST | No | No | NA | UNK-NOLG | NO | #VALUE! | PLB | UNK-NOLG | #VALUE! | 1940 | NON-LEAD | FVAO | historical reports | SF | No | UNK | UNK | 1940 | N/A |  | NA | NA | NA
64086 | 47 COTTAGE ST | No | No | NA | UNK-NOLG | NO | #VALUE! | ALB | UNK-NOLG | #VALUE! | 2011 | NON-LEAD | FVAO | historical reports | SF | No | UNK | UNK | 2011 | N/A |  | NA | NA | NA
64084 | 50 COTTAGE ST | No | No | NA | UNK-NOLG | NO | #VALUE! | ALB | UNK-NOLG | #VALUE! | 2017 | NON-LEAD | FVAO | historical reports | SF | No | UNK | UNK | 2017 | N/A |  | NA | NA | NA
64538 | 55 COTTAGE ST | No | No | NA | UNK-NOLG | NO | #VALUE! | ALB | UNK-NOLG | #VALUE! | 1987 | NON-LEAD | FVAO | historical reports | SF | No | UNK | UNK | 1987 | N/A |  | NA | NA | NA
64083 | 56 COTTAGE ST | No | No | NA | UNK-NOLG | NO | #VALUE! | PLB | UNK-NOLG | #VALUE! | 1972 | NON-LEAD | FVAO | historical reports | SF | No | UNK | UNK | 1972 | N/A |  | NA | NA | NA
66635 | 21A COTTAGE ST | No | No | NA | UNK-NOLG | NO | #VALUE! | PLB | UNK-NOLG | #VALUE! | 1890 | NON-LEAD | FVAO | historical reports | SF | No | UNK | UNK | 1890 | N/A |  | NA | NA | NA
66589 | 22A COTTAGE ST | No | No | NA | UNK-NOLG | NO | #VALUE! | PLB | UNK-NOLG | #VALUE! | 1895 | NON-LEAD | FVAO | historical reports | SF | No | UNK | UNK | 1895 | N/A |  | NA | NA | NA
66535 | 23A COTTAGE ST | No | No | NA | UNK-NOLG | NO | #VALUE! | PLB | UNK-NOLG | #VALUE! | 1900 | NON-LEAD | FVAO | historical reports | SF | No | UNK | UNK | 1900 | N/A |  | NA | NA | NA
66760 | 24A COTTAGE ST | No | No | NA | UNK-NOLG | NO | #VALUE! | ALB | UNK-NOLG | #VALUE! | 2003 | NON-LEAD | FVAO | historical reports | SF | No | UNK | UNK | 2003 | N/A |  | NA | NA | NA
66612 | 33A COTTAGE ST | No | No | NA | UNK-NOLG | NO | #VALUE! | PLB | UNK-NOLG | #VALUE! | 1900 | NON-LEAD | FVAO | historical reports | SF | No | UNK | UNK | 1900 | N/A |  | NA | NA | NA
66583 | 39A COTTAGE ST | No | No | NA | UNK-NOLG | NO | #VALUE! | PLB | UNK-NOLG | #VALUE! | 1977 | NON-LEAD | FVAO | historical reports | SF | No | UNK | UNK | 1977 | N/A |  | NA | NA | NA
66677 | 50A COTTAGE ST | No | No | NA | UNK-NOLG | NO | #VALUE! | PLB | UNK-NOLG | #VALUE! | 1980 | NON-LEAD | FVAO | historical reports | SF | No | UNK | UNK | 1980 | N/A |  | NA | NA | NA
64584 | 50X COTTAGE ST | No | No | NA | UNK-NOLG | NO | #VALUE! | ALB | UNK-NOLG | #VALUE! | 2017 | NON-LEAD | FVAO | historical reports | SF | No | UNK | UNK | 2017 | N/A |  | NA | NA | NA
66073 | 4 COTTLE LN | No | No | NA | UNK-NOLG | NO | #VALUE! | PLB | UNK-NOLG | #VALUE! | 1850 | NON-LEAD | FVAO | historical reports | SF | No | UNK | UNK | 1850 | N/A |  | NA | NA | NA
66716 | 5 COTTLE LN | No | No | NA | UNK-NOLG | NO | #VALUE! | ALB | UNK-NOLG | #VALUE! | 1989 | NON-LEAD | FVAO | historical reports | SF | No | UNK | UNK | 1989 | N/A |  | NA | NA | NA
66710 | 8 COTTLE LN | No | No | NA | UNK-NOLG | NO | #VALUE! | ALB | UNK-NOLG | #VALUE! | 1990 | NON-LEAD | FVAO | historical reports | SF | No | UNK | UNK | 1990 | N/A |  | NA | NA | NA
66072 | 11 COTTLE LN | No | No | NA | UNK-NOLG | NO | #VALUE! | ALB | UNK-NOLG | #VALUE! | 2018 | NON-LEAD | FVAO | historical reports | SF | No | UNK | UNK | 2018 | N/A |  | NA | NA | NA
66070 | 12 COTTLE LN | No | No | NA | UNK-NOLG | NO | #VALUE! | PLB | UNK-NOLG | #VALUE! | 1981 | NON-LEAD | FVAO | historical reports | SF | No | UNK | UNK | 1981 | N/A |  | NA | NA | NA
60514 | 3 COTTONWOOD LN | No | No | NA | UNK-NOLG | NO | #VALUE! | ALB | UNK-NOLG | #VALUE! | 1986 | NON-LEAD | FVAO | historical reports | SF | No | UNK | UNK | 1986 | N/A |  | NA | NA | NA
60513 | 4 COTTONWOOD LN | No | No | NA | UNK-NOLG | NO | #VALUE! | PLB | UNK-NOLG | #VALUE! | 1978 | NON-LEAD | FVAO | historical reports | SF | No | UNK | UNK | 1978 | N/A |  | NA | NA | NA
60517 | 4 COTTONWOOD LN | No | No | NA | UNK-NOLG | NO | #VALUE! | PLB | UNK-NOLG | #VALUE! | 1978 | NON-LEAD | FVAO | historical reports | SF | No | UNK | UNK | 1978 | N/A |  | NA | NA | NA
60125 | 7 COTTONWOOD LN | No | No | NA | UNK-NOLG | NO | #VALUE! | PLB | UNK-NOLG | #VALUE! | 1973 | NON-LEAD | FVAO | historical reports | SF | No | UNK | UNK | 1973 | N/A |  | NA | NA | NA
60515 | 8 COTTONWOOD LN | No | No | NA | UNK-NOLG | NO | #VALUE! | ALB | UNK-NOLG | #VALUE! | 2000 | NON-LEAD | FVAO | historical reports | SF | No | UNK | UNK | 2000 | N/A |  | NA | NA | NA
36689 | 1 CROCKER DR | No | No | NA | UNK-NOLG | NO | #VALUE! | PLB | UNK-NOLG | #VALUE! | 1966 | NON-LEAD | FVAO | historical reports | SF | No | UNK | UNK | 1966 | N/A |  | NA | NA | NA
36115 | 8 CROCKER DR | No | No | NA | UNK-NOLG | NO | #VALUE! | PLB | UNK-NOLG | #VALUE! | 1983 | NON-LEAD | FVAO | historical reports | SF | No | UNK | UNK | 1983 | N/A |  | NA | NA | NA
36693 | 11 CROCKER DR | No | No | NA | UNK-NOLG | NO | #VALUE! | ALB | UNK-NOLG | #VALUE! | 2015 | NON-LEAD | FVAO | historical reports | SF | No | UNK | UNK | 2015 | N/A |  | NA | NA | NA
36118 | 14 CROCKER DR | No | No | NA | UNK-NOLG | NO | #VALUE! | ALB | UNK-NOLG | #VALUE! | 2002 | NON-LEAD | FVAO | historical reports | SF | No | UNK | UNK | 2002 | N/A |  | NA | NA | NA
36647 | 15 CROCKER DR | No | No | NA | UNK-NOLG | NO | #VALUE! | ALB | UNK-NOLG | #VALUE! | 2014 | NON-LEAD | FVAO | historical reports | SF | No | UNK | UNK | 2014 | N/A |  | NA | NA | NA
36646 | 19 CROCKER DR | No | No | NA | UNK-NOLG | NO | #VALUE! | ALB | UNK-NOLG | #VALUE! | 2015 | NON-LEAD | FVAO | historical reports | SF | No | UNK | UNK | 2015 | N/A |  | NA | NA | NA
36645 | 23 CROCKER DR | No | No | NA | UNK-NOLG | NO | #VALUE! | ALB | UNK-NOLG | #VALUE! | 2014 | NON-LEAD | FVAO | historical reports | SF | No | UNK | UNK | 2014 | N/A |  | NA | NA | NA
36130 | 27 CROCKER DR | No | No | NA | UNK-NOLG | NO | #VALUE! | PLB | UNK-NOLG | #VALUE! | 1930 | NON-LEAD | FVAO | historical reports | SF | No | UNK | UNK | 1930 | N/A |  | NA | NA | NA
36132 | 31 CROCKER DR | No | No | NA | UNK-NOLG | NO | #VALUE! | ALB | UNK-NOLG | #VALUE! | 1998 | NON-LEAD | FVAO | historical reports | SF | No | UNK | UNK | 1998 | N/A |  | NA | NA | NA
45037 | 36 CROCKER DR | No | No | NA | UNK-NOLG | NO | #VALUE! | PLB | UNK-NOLG | #VALUE! | 1985 | NON-LEAD | FVAO | historical reports | SF | No | UNK | UNK | 1985 | N/A |  | NA | NA | NA
45021 | 43 CROCKER DR | No | No | NA | UNK-NOLG | NO | #VALUE! | PLB | UNK-NOLG | #VALUE! | 1965 | NON-LEAD | FVAO | historical reports | SF | No | UNK | UNK | 1965 | N/A |  | NA | NA | NA
45030 | 56 CROCKER DR | No | No | NA | UNK-NOLG | NO | #VALUE! | PLB | UNK-NOLG | #VALUE! | 1980 | NON-LEAD | FVAO | historical reports | SF | No | UNK | UNK | 1980 | N/A |  | NA | NA | NA
36699 | 7A CROCKER DRIVE | No | No | NA | UNK-NOLG | NO | #VALUE! | PLB | UNK-NOLG | #VALUE! | 1983 | NON-LEAD | FVAO | historical reports | SF | No | UNK | UNK | 1983 | N/A |  | NA | NA | NA
67046 | 17 CUMMINGS WAY | No | No | NA | UNK-NOLG | NO | #VALUE! | PLB | UNK-NOLG | #VALUE! | 1978 | NON-LEAD | FVAO | historical reports | SF | No | UNK | UNK | 1978 | N/A |  | NA | NA | NA
67022 | 20 CUMMINGS WAY | No | No | NA | UNK-NOLG | NO | #VALUE! | PLB | UNK-NOLG | #VALUE! | 1970 | NON-LEAD | FVAO | historical reports | SF | No | UNK | UNK | 1970 | N/A |  | NA | NA | NA
65021 | 5 CURTIS LN | No | No | NA | UNK-NOLG | NO | #VALUE! | PLB | UNK-NOLG | #VALUE! | 1965 | NON-LEAD | FVAO | historical reports | SF | No | UNK | UNK | 1965 | N/A |  | NA | NA | NA
65022 | 7 CURTIS LN | No | No | NA | UNK-NOLG | NO | #VALUE! | PLB | UNK-NOLG | #VALUE! | 1970 | NON-LEAD | FVAO | historical reports | SF | No | UNK | UNK | 1970 | N/A |  | NA | NA | NA
65556 | 8 CURTIS LN | No | No | NA | UNK-NOLG | NO | #VALUE! | PLB | UNK-NOLG | #VALUE! | 1940 | NON-LEAD | FVAO | historical reports | SF | No | UNK | UNK | 1940 | N/A |  | NA | NA | NA
63118 | 11 CURTIS LN | No | No | NA | UNK-NOLG | NO | #VALUE! | ALB | UNK-NOLG | #VALUE! | 2002 | NON-LEAD | FVAO | historical reports | SF | No | UNK | UNK | 2002 | N/A |  | NA | NA | NA
65599 | 12 CURTIS LN | No | No | NA | UNK-NOLG | NO | #VALUE! | ALB | UNK-NOLG | #VALUE! | 1998 | NON-LEAD | FVAO | historical reports | SF | No | UNK | UNK | 1998 | N/A |  | NA | NA | NA
63502 | 13 CURTIS LN | No | No | NA | UNK-NOLG | NO | #VALUE! | PLB | UNK-NOLG | #VALUE! | 1930 | NON-LEAD | FVAO | historical reports | SF | No | UNK | UNK | 1930 | N/A |  | NA | NA | NA
63117 | 13 CURTIS LN | No | No | NA | UNK-NOLG | NO | #VALUE! | PLB | UNK-NOLG | #VALUE! | 1930 | NON-LEAD | FVAO | historical reports | SF | No | UNK | UNK | 1930 | N/A |  | NA | NA | NA
63116 | 17 CURTIS LN | No | No | NA | UNK-NOLG | NO | #VALUE! | PLB | UNK-NOLG | #VALUE! | 1977 | NON-LEAD | FVAO | historical reports | SF | No | UNK | UNK | 1977 | N/A |  | NA | NA | NA
63114 | 21 CURTIS LN | No | No | NA | UNK-NOLG | NO | #VALUE! | PLB | UNK-NOLG | #VALUE! | 1953 | NON-LEAD | FVAO | historical reports | SF | No | UNK | UNK | 1953 | N/A |  | NA | NA | NA
63098 | 22 CURTIS LN | No | No | NA | UNK-NOLG | NO | #VALUE! | PLB | UNK-NOLG | #VALUE! | 1968 | NON-LEAD | FVAO | historical reports | SF | No | UNK | UNK | 1968 | N/A |  | NA | NA | NA
63113 | 25 CURTIS LN | No | No | NA | UNK-NOLG | NO | #VALUE! | ALB | UNK-NOLG | #VALUE! | 1986 | NON-LEAD | FVAO | historical reports | SF | No | UNK | UNK | 1986 | N/A |  | NA | NA | NA
63563 | 26 CURTIS LN | No | No | NA | UNK-NOLG | NO | #VALUE! | ALB | UNK-NOLG | #VALUE! | 2004 | NON-LEAD | FVAO | historical reports | SF | No | UNK | UNK | 2004 | N/A |  | NA | NA | NA
63539 | 27 CURTIS LN | No | No | NA | UNK-NOLG | NO | #VALUE! | ALB | UNK-NOLG | #VALUE! | 2002 | NON-LEAD | FVAO | historical reports | SF | No | UNK | UNK | 2002 | N/A |  | NA | NA | NA
63112 | 29 CURTIS LN | No | No | NA | UNK-NOLG | NO | #VALUE! | PLB | UNK-NOLG | #VALUE! | 1972 | NON-LEAD | FVAO | historical reports | SF | No | UNK | UNK | 1972 | N/A |  | NA | NA | NA
63096 | 30 CURTIS LN | No | No | NA | UNK-NOLG | NO | #VALUE! | PLB | UNK-NOLG | #VALUE! | 1982 | NON-LEAD | FVAO | historical reports | SF | No | UNK | UNK | 1982 | N/A |  | NA | NA | NA
63094 | 34 CURTIS LN | No | No | NA | UNK-NOLG | NO | #VALUE! | PLB | UNK-NOLG | #VALUE! | 1975 | NON-LEAD | FVAO | historical reports | SF | No | UNK | UNK | 1975 | N/A |  | NA | NA | NA
63099 | 39 CURTIS LN | No | No | NA | UNK-NOLG | NO | #VALUE! | ALB | UNK-NOLG | #VALUE! | 2015 | NON-LEAD | FVAO | historical reports | SF | No | UNK | UNK | 2015 | N/A |  | NA | NA | NA
63091 | 40 CURTIS LN | No | No | NA | UNK-NOLG | NO | #VALUE! | PLB | UNK-NOLG | #VALUE! | 1985 | NON-LEAD | FVAO | historical reports | SF | No | UNK | UNK | 1985 | N/A |  | NA | NA | NA
63089 | 44 CURTIS LN | No | No | NA | UNK-NOLG | NO | #VALUE! | PLB | UNK-NOLG | #VALUE! | 1985 | NON-LEAD | FVAO | historical reports | SF | No | UNK | UNK | 1985 | N/A |  | NA | NA | NA
63146 | 45 CURTIS LN | No | No | NA | UNK-NOLG | NO | #VALUE! | PLB | UNK-NOLG | #VALUE! | 1945 | NON-LEAD | FVAO | historical reports | SF | No | UNK | UNK | 1945 | N/A |  | NA | NA | NA
63055 | 46 CURTIS LN | No | No | NA | UNK-NOLG | NO | #VALUE! | PLB | UNK-NOLG | #VALUE! | 1948 | NON-LEAD | FVAO | historical reports | SF | No | UNK | UNK | 1948 | N/A |  | NA | NA | NA
63044 | 49 CURTIS LN | No | No | NA | UNK-NOLG | NO | #VALUE! | PLB | UNK-NOLG | #VALUE! | 1950 | NON-LEAD | FVAO | historical reports | SF | No | UNK | UNK | 1950 | N/A |  | NA | NA | NA
63027 | 50 CURTIS LN | No | No | NA | UNK-NOLG | NO | #VALUE! | PLB | UNK-NOLG | #VALUE! | 1985 | NON-LEAD | FVAO | historical reports | SF | No | UNK | UNK | 1985 | N/A |  | NA | NA | NA
63043 | 53 CURTIS LN | No | No | NA | UNK-NOLG | NO | #VALUE! | ALB | UNK-NOLG | #VALUE! | 2015 | NON-LEAD | FVAO | historical reports | SF | No | UNK | UNK | 2015 | N/A |  | NA | NA | NA
63026 | 56 CURTIS LN | No | No | NA | UNK-NOLG | NO | #VALUE! | ALB | UNK-NOLG | #VALUE! | 1999 | NON-LEAD | FVAO | historical reports | SF | No | UNK | UNK | 1999 | N/A |  | NA | NA | NA
63020 | 60 CURTIS LN | No | No | NA | UNK-NOLG | NO | #VALUE! | PLB | UNK-NOLG | #VALUE! | 1940 | NON-LEAD | FVAO | historical reports | SF | No | UNK | UNK | 1940 | N/A |  | NA | NA | NA
63582 | 61 CURTIS LN | No | No | NA | UNK-NOLG | NO | #VALUE! | PLB | UNK-NOLG | #VALUE! | 2007 | NON-LEAD | FVAO | historical reports | SF | No | UNK | UNK | 2007 | N/A |  | NA | NA | NA
63013 | 62 CURTIS LN | No | No | NA | UNK-NOLG | NO | #VALUE! | PLB | UNK-NOLG | #VALUE! | 1938 | NON-LEAD | FVAO | historical reports | SF | No | UNK | UNK | 1938 | N/A |  | NA | NA | NA
63014 | 64 CURTIS LN | No | No | NA | UNK-NOLG | NO | #VALUE! | PLB | UNK-NOLG | #VALUE! | 1935 | NON-LEAD | FVAO | historical reports | SF | No | UNK | UNK | 1935 | N/A |  | NA | NA | NA
63011 | 66 CURTIS LN | No | No | NA | UNK-NOLG | NO | #VALUE! | PLB | UNK-NOLG | #VALUE! | 1954 | NON-LEAD | FVAO | historical reports | SF | No | UNK | UNK | 1954 | N/A |  | NA | NA | NA
63012 | 70 CURTIS LN | No | No | NA | UNK-NOLG | NO | #VALUE! | PLB | UNK-NOLG | #VALUE! | 1970 | NON-LEAD | FVAO | historical reports | SF | No | UNK | UNK | 1970 | N/A |  | NA | NA | NA
63588 | 17A CURTIS LN | No | No | NA | UNK-NOLG | NO | #VALUE! | PLB | UNK-NOLG | #VALUE! | 1977 | NON-LEAD | FVAO | historical reports | SF | No | UNK | UNK | 1977 | N/A |  | NA | NA | NA
63503 | 44A CURTIS LN | No | No | NA | UNK-NOLG | NO | #VALUE! | PLB | UNK-NOLG | #VALUE! | 1985 | NON-LEAD | FVAO | historical reports | SF | No | UNK | UNK | 1985 | N/A |  | NA | NA | NA
63028 | 61A CURTIS LN | No | No | NA | UNK-NOLG | NO | #VALUE! | PLB | UNK-NOLG | #VALUE! | 2007 | NON-LEAD | FVAO | historical reports | SF | No | UNK | UNK | 2007 | N/A |  | NA | NA | NA
63564 | 66A CURTIS LN | No | No | NA | UNK-NOLG | NO | #VALUE! | PLB | UNK-NOLG | #VALUE! | 1954 | NON-LEAD | FVAO | historical reports | SF | No | UNK | UNK | 1954 | N/A |  | NA | NA | NA
63024 | 7 CYPRIEN WAY | No | No | NA | UNK-NOLG | NO | #VALUE! | PLB | UNK-NOLG | #VALUE! | 1965 | NON-LEAD | FVAO | historical reports | SF | No | UNK | UNK | 1965 | N/A |  | NA | NA | NA
63023 | 10 CYPRIEN WAY | No | No | NA | UNK-NOLG | NO | #VALUE! | ALB | UNK-NOLG | #VALUE! | 2001 | NON-LEAD | FVAO | historical reports | SF | No | UNK | UNK | 2001 | N/A |  | NA | NA | NA
63019 | 13 CYPRIEN WAY | No | No | NA | UNK-NOLG | NO | #VALUE! | PLB | UNK-NOLG | #VALUE! | 1953 | NON-LEAD | FVAO | historical reports | SF | No | UNK | UNK | 1953 | N/A |  | NA | NA | NA
63022 | 14 CYPRIEN WAY | No | No | NA | UNK-NOLG | NO | #VALUE! | PLB | UNK-NOLG | #VALUE! | 1970 | NON-LEAD | FVAO | historical reports | SF | No | UNK | UNK | 1970 | N/A |  | NA | NA | NA
63018 | 15 CYPRIEN WAY | No | No | NA | UNK-NOLG | NO | #VALUE! | ALB | UNK-NOLG | #VALUE! | 2005 | NON-LEAD | FVAO | historical reports | SF | No | UNK | UNK | 2005 | N/A |  | NA | NA | NA
63529 | 16 CYPRIEN WAY | No | No | NA | UNK-NOLG | NO | #VALUE! | ALB | UNK-NOLG | #VALUE! | 2004 | NON-LEAD | FVAO | historical reports | SF | No | UNK | UNK | 2004 | N/A |  | NA | NA | NA
63021 | 16 CYPRIEN WAY | No | No | NA | UNK-NOLG | NO | #VALUE! | ALB | UNK-NOLG | #VALUE! | 1997 | NON-LEAD | FVAO | historical reports | SF | No | UNK | UNK | 1997 | N/A |  | NA | NA | NA
63017 | 18 CYPRIEN WAY | No | No | NA | UNK-NOLG | NO | #VALUE! | PLB | UNK-NOLG | #VALUE! | 1963 | NON-LEAD | FVAO | historical reports | SF | No | UNK | UNK | 1963 | N/A |  | NA | NA | NA
66298 | 10 DAGGETT ST | No | No | NA | UNK-NOLG | NO | #VALUE! | PLB | UNK-NOLG | #VALUE! | 1875 | NON-LEAD | FVAO | historical reports | NONRES | No | UNK | UNK | 1875 | N/A |  | NA | NA | NA
21762 | 2 DARK HOLLOW LN | No | No | NA | UNK-NOLG | NO | #VALUE! | ALB | UNK-NOLG | #VALUE! | 2019 | NON-LEAD | FVAO | historical reports | SF | No | UNK | UNK | 2019 | N/A |  | NA | NA | NA
21627 | 6 DARK HOLLOW LN | No | No | NA | UNK-NOLG | NO | #VALUE! | ALB | UNK-NOLG | #VALUE! | 1999 | NON-LEAD | FVAO | historical reports | SF | No | UNK | UNK | 1999 | N/A |  | NA | NA | NA
21630 | 8 DARK HOLLOW LN | No | No | NA | UNK-NOLG | NO | #VALUE! | ALB | UNK-NOLG | #VALUE! | 1999 | NON-LEAD | FVAO | historical reports | SF | No | UNK | UNK | 1999 | N/A |  | NA | NA | NA
21631 | 10 DARK HOLLOW LN | No | No | NA | UNK-NOLG | NO | #VALUE! | ALB | UNK-NOLG | #VALUE! | 1987 | NON-LEAD | FVAO | historical reports | SF | No | UNK | UNK | 1987 | N/A |  | NA | NA | NA
21124 | 12 DARK WOODS RD | No | No | NA | UNK-NOLG | NO | #VALUE! | ALB | UNK-NOLG | #VALUE! | 1987 | NON-LEAD | FVAO | historical reports | NONRES | No | UNK | UNK | 1987 | N/A |  | NA | NA | NA
21601 | 14 DARK WOODS RD | No | No | NA | UNK-NOLG | NO | #VALUE! | ALB | UNK-NOLG | #VALUE! | 1987 | NON-LEAD | FVAO | historical reports | SF | No | UNK | UNK | 1987 | N/A |  | NA | NA | NA
21521 | 15 DARK WOODS RD | No | No | NA | UNK-NOLG | NO | #VALUE! | ALB | UNK-NOLG | #VALUE! | 1987 | NON-LEAD | FVAO | historical reports | SF | No | UNK | UNK | 1987 | N/A |  | NA | NA | NA
21602 | 16 DARK WOODS RD | Yes | No | NA | UNK-NOLG | NO | #VALUE! | ALB | UNK-NOLG | #VALUE! | 1987 | NON-LEAD | FVAO | historical reports | SF | No | UNK | UNK | 1987 | R | 1 | NA | NA | NA
21603 | 18 DARK WOODS RD | No | No | NA | UNK-NOLG | NO | #VALUE! | ALB | UNK-NOLG | #VALUE! | 2014 | NON-LEAD | FVAO | historical reports | SF | No | UNK | UNK | 2014 | N/A |  | NA | NA | NA
21017 | 19 DARK WOODS RD | No | No | NA | UNK-NOLG | NO | #VALUE! | PLB | UNK-NOLG | #VALUE! | 1963 | NON-LEAD | FVAO | historical reports | SF | No | UNK | UNK | 1963 | N/A |  | NA | NA | NA
21604 | 20 DARK WOODS RD | No | No | NA | UNK-NOLG | NO | #VALUE! | ALB | UNK-NOLG | #VALUE! | 1987 | NON-LEAD | FVAO | historical reports | SF | No | UNK | UNK | 1987 | N/A |  | NA | NA | NA
21018 | 21 DARK WOODS RD | No | No | NA | UNK-NOLG | NO | #VALUE! | ALB | UNK-NOLG | #VALUE! | 2005 | NON-LEAD | FVAO | historical reports | SF | No | UNK | UNK | 2005 | N/A |  | NA | NA | NA
21605 | 22 DARK WOODS RD | Yes | No | NA | UNK-NOLG | NO | #VALUE! | ALB | UNK-NOLG | #VALUE! | 1987 | NON-LEAD | FVAO | historical reports | SF | No | UNK | UNK | 1987 | R | 1 | NA | NA | NA
21606 | 24 DARK WOODS RD | No | No | NA | UNK-NOLG | NO | #VALUE! | ALB | UNK-NOLG | #VALUE! | 1997 | NON-LEAD | FVAO | historical reports | SF | No | UNK | UNK | 1997 | N/A |  | NA | NA | NA
21607 | 26 DARK WOODS RD | No | No | NA | UNK-NOLG | NO | #VALUE! | ALB | UNK-NOLG | #VALUE! | 1987 | NON-LEAD | FVAO | historical reports | SF | No | UNK | UNK | 1987 | N/A |  | NA | NA | NA
21609 | 28 DARK WOODS RD | No | No | NA | UNK-NOLG | NO | #VALUE! | ALB | UNK-NOLG | #VALUE! | 1987 | NON-LEAD | FVAO | historical reports | SF | No | UNK | UNK | 1987 | N/A |  | NA | NA | NA
21612 | 29 DARK WOODS RD | No | No | NA | UNK-NOLG | NO | #VALUE! | ALB | UNK-NOLG | #VALUE! | 2011 | NON-LEAD | FVAO | historical reports | SF | No | UNK | UNK | 2011 | N/A |  | NA | NA | NA
21610 | 30 DARK WOODS RD | No | No | NA | UNK-NOLG | NO | #VALUE! | ALB | UNK-NOLG | #VALUE! | 2017 | NON-LEAD | FVAO | historical reports | SF | No | UNK | UNK | 2017 | N/A |  | NA | NA | NA
21613 | 31 DARK WOODS RD | No | No | NA | UNK-NOLG | NO | #VALUE! | ALB | UNK-NOLG | #VALUE! | 1987 | NON-LEAD | FVAO | historical reports | SF | No | UNK | UNK | 1987 | N/A |  | NA | NA | NA
21614 | 33 DARK WOODS RD | No | No | NA | UNK-NOLG | NO | #VALUE! | ALB | UNK-NOLG | #VALUE! | 1987 | NON-LEAD | FVAO | historical reports | SF | No | UNK | UNK | 1987 | N/A |  | NA | NA | NA
21615 | 35 DARK WOODS RD | No | No | NA | UNK-NOLG | NO | #VALUE! | ALB | UNK-NOLG | #VALUE! | 2004 | NON-LEAD | FVAO | historical reports | SF | No | UNK | UNK | 2004 | N/A |  | NA | NA | NA
21611 | 36 DARK WOODS RD | No | No | NA | UNK-NOLG | NO | #VALUE! | ALB | UNK-NOLG | #VALUE! | 2006 | NON-LEAD | FVAO | historical reports | SF | No | UNK | UNK | 2006 | N/A |  | NA | NA | NA
21616 | 37 DARK WOODS RD | No | No | NA | UNK-NOLG | NO | #VALUE! | ALB | UNK-NOLG | #VALUE! | 1987 | NON-LEAD | FVAO | historical reports | SF | No | UNK | UNK | 1987 | N/A |  | NA | NA | NA
21640 | 38 DARK WOODS RD | No | No | NA | UNK-NOLG | NO | #VALUE! | ALB | UNK-NOLG | #VALUE! | 1987 | NON-LEAD | FVAO | historical reports | SF | No | UNK | UNK | 1987 | N/A |  | NA | NA | NA
21639 | 40 DARK WOODS RD | No | No | NA | UNK-NOLG | NO | #VALUE! | ALB | UNK-NOLG | #VALUE! | 2000 | NON-LEAD | FVAO | historical reports | SF | No | UNK | UNK | 2000 | N/A |  | NA | NA | NA
21617 | 41 DARK WOODS RD | No | No | NA | UNK-NOLG | NO | #VALUE! | ALB | UNK-NOLG | #VALUE! | 1987 | NON-LEAD | FVAO | historical reports | SF | No | UNK | UNK | 1987 | N/A |  | NA | NA | NA
21638 | 42 DARK WOODS RD | No | No | NA | UNK-NOLG | NO | #VALUE! | ALB | UNK-NOLG | #VALUE! | 2006 | NON-LEAD | FVAO | historical reports | SF | No | UNK | UNK | 2006 | N/A |  | NA | NA | NA
21637 | 44 DARK WOODS RD | No | No | NA | UNK-NOLG | NO | #VALUE! | ALB | UNK-NOLG | #VALUE! | 1987 | NON-LEAD | FVAO | historical reports | SF | No | UNK | UNK | 1987 | N/A |  | NA | NA | NA
21619 | 45 DARK WOODS RD | No | No | NA | UNK-NOLG | NO | #VALUE! | ALB | UNK-NOLG | #VALUE! | 1987 | NON-LEAD | FVAO | historical reports | SF | No | UNK | UNK | 1987 | N/A |  | NA | NA | NA
21620 | 47 DARK WOODS RD | No | No | NA | UNK-NOLG | NO | #VALUE! | ALB | UNK-NOLG | #VALUE! | 1997 | NON-LEAD | FVAO | historical reports | SF | No | UNK | UNK | 1997 | N/A |  | NA | NA | NA
21625 | 48 DARK WOODS RD | Yes | No | NA | UNK-NOLG | NO | #VALUE! | ALB | UNK-NOLG | #VALUE! | 1987 | NON-LEAD | FVAO | historical reports | SF | No | UNK | UNK | 1987 | R | 1 | NA | NA | NA
21624 | 50 DARK WOODS RD | No | No | NA | UNK-NOLG | NO | #VALUE! | ALB | UNK-NOLG | #VALUE! | 1987 | NON-LEAD | FVAO | historical reports | SF | No | UNK | UNK | 1987 | N/A |  | NA | NA | NA
21774 | 41A DARK WOODS RD | No | No | NA | UNK-NOLG | NO | #VALUE! | ALB | UNK-NOLG | #VALUE! | 1987 | NON-LEAD | FVAO | historical reports | SF | No | UNK | UNK | 1987 | N/A |  | NA | NA | NA
21618 | 43A DARK WOODS RD | No | No | NA | UNK-NOLG | NO | #VALUE! | ALB | UNK-NOLG | #VALUE! | 1987 | NON-LEAD | FVAO | historical reports | SF | No | UNK | UNK | 1987 | N/A |  | NA | NA | NA
21682 | 43C DARK WOODS RD | No | No | NA | UNK-NOLG | NO | #VALUE! | ALB | UNK-NOLG | #VALUE! | 1987 | NON-LEAD | FVAO | historical reports | SF | No | UNK | UNK | 1987 | N/A |  | NA | NA | NA
21572 | 47A DARK WOODS RD | No | No | NA | UNK-NOLG | NO | #VALUE! | ALB | UNK-NOLG | #VALUE! | 1997 | NON-LEAD | FVAO | historical reports | SF | No | UNK | UNK | 1997 | N/A |  | NA | NA | NA
66658 | 16 DAVIS LN | No | No | NA | UNK-NOLG | NO | #VALUE! | PLB | UNK-NOLG | #VALUE! | 1938 | NON-LEAD | FVAO | historical reports | SF | No | UNK | UNK | 1938 | N/A |  | NA | NA | NA
66807 | 49 DAVIS LN | No | No | NA | UNK-NOLG | NO | #VALUE! | PLB | UNK-NOLG | #VALUE! | 1836 | NON-LEAD | FVAO | historical reports | SF | No | UNK | UNK | 1836 | N/A |  | NA | NA | NA
66135 | 49 DAVIS LN | No | No | NA | UNK-NOLG | NO | #VALUE! | PLB | UNK-NOLG | #VALUE! | 1836 | NON-LEAD | FVAO | historical reports | SF | No | UNK | UNK | 1836 | N/A |  | NA | NA | NA
66042 | 60 DAVIS LN | No | No | NA | UNK-NOLG | NO | #VALUE! | PLB | UNK-NOLG | #VALUE! | 1950 | NON-LEAD | FVAO | historical reports | SF | No | UNK | UNK | 1950 | N/A |  | NA | NA | NA
66040 | 61 DAVIS LN | No | No | NA | UNK-NOLG | NO | #VALUE! | PLB | UNK-NOLG | #VALUE! | 1950 | NON-LEAD | FVAO | historical reports | SF | No | UNK | UNK | 1950 | N/A |  | NA | NA | NA
66045 | 65 DAVIS LN | No | No | NA | UNK-NOLG | NO | #VALUE! | PLB | UNK-NOLG | #VALUE! | 1950 | NON-LEAD | FVAO | historical reports | SF | No | UNK | UNK | 1950 | N/A |  | NA | NA | NA
66041 | 68 DAVIS LN | No | No | NA | UNK-NOLG | NO | #VALUE! | PLB | UNK-NOLG | #VALUE! | 1930 | NON-LEAD | FVAO | historical reports | SF | No | UNK | UNK | 1930 | N/A |  | NA | NA | NA
66039 | 70 DAVIS LN | No | No | NA | UNK-NOLG | NO | #VALUE! | PLB | UNK-NOLG | #VALUE! | 1985 | NON-LEAD | FVAO | historical reports | SF | No | UNK | UNK | 1985 | N/A |  | NA | NA | NA
66046 | 71 DAVIS LN | No | No | NA | UNK-NOLG | NO | #VALUE! | PLB | UNK-NOLG | #VALUE! | 1820 | NON-LEAD | FVAO | historical reports | SF | No | UNK | UNK | 1820 | N/A |  | NA | NA | NA
66729 | 72 DAVIS LN | No | No | NA | UNK-NOLG | NO | #VALUE! | PLB | UNK-NOLG | #VALUE! | 1985 | NON-LEAD | FVAO | historical reports | SF | No | UNK | UNK | 1985 | N/A |  | NA | NA | NA
66795 | 68A DAVIS LN | No | No | NA | UNK-NOLG | NO | #VALUE! | PLB | UNK-NOLG | #VALUE! | 1930 | NON-LEAD | FVAO | historical reports | SF | No | UNK | UNK | 1930 | N/A |  | NA | NA | NA
36206 | 2 DEACON VINCENT WAY | No | No | NA | UNK-NOLG | NO | #VALUE! | ALB | UNK-NOLG | #VALUE! | 1986 | NON-LEAD | FVAO | historical reports | SF | No | UNK | UNK | 1986 | N/A |  | NA | NA | NA
36207 | 6 DEACON VINCENT WAY | No | No | NA | UNK-NOLG | NO | #VALUE! | ALB | UNK-NOLG | #VALUE! | 1989 | NON-LEAD | FVAO | historical reports | SF | No | UNK | UNK | 1989 | N/A |  | NA | NA | NA
36198 | 7 DEACON VINCENT WAY | No | No | NA | UNK-NOLG | NO | #VALUE! | ALB | UNK-NOLG | #VALUE! | 1996 | NON-LEAD | FVAO | historical reports | SF | No | UNK | UNK | 1996 | N/A |  | NA | NA | NA
36197 | 9 DEACON VINCENT WAY | No | No | NA | UNK-NOLG | NO | #VALUE! | ALB | UNK-NOLG | #VALUE! | 1996 | NON-LEAD | FVAO | historical reports | SF | No | UNK | UNK | 1996 | N/A |  | NA | NA | NA
36295 | 11 DEACON VINCENT WAY | No | No | NA | UNK-NOLG | NO | #VALUE! | ALB | UNK-NOLG | #VALUE! | 1986 | NON-LEAD | FVAO | historical reports | SF | No | UNK | UNK | 1986 | N/A |  | NA | NA | NA
36284 | 15 DEACON VINCENT WAY | No | No | NA | UNK-NOLG | NO | #VALUE! | PLB | UNK-NOLG | #VALUE! | 1983 | NON-LEAD | FVAO | historical reports | SF | No | UNK | UNK | 1983 | N/A |  | NA | NA | NA
36285 | 16 DEACON VINCENT WAY | No | No | NA | UNK-NOLG | NO | #VALUE! | ALB | UNK-NOLG | #VALUE! | 1997 | NON-LEAD | FVAO | historical reports | SF | No | UNK | UNK | 1997 | N/A |  | NA | NA | NA
36283 | 17 DEACON VINCENT WAY | No | No | NA | UNK-NOLG | NO | #VALUE! | ALB | UNK-NOLG | #VALUE! | 1988 | NON-LEAD | FVAO | historical reports | SF | No | UNK | UNK | 1988 | N/A |  | NA | NA | NA
36282 | 19 DEACON VINCENT WAY | No | No | NA | UNK-NOLG | NO | #VALUE! | PLB | UNK-NOLG | #VALUE! | 1978 | NON-LEAD | FVAO | historical reports | SF | No | UNK | UNK | 1978 | N/A |  | NA | NA | NA
36253 | 20 DEACON VINCENT WAY | No | No | NA | UNK-NOLG | NO | #VALUE! | ALB | UNK-NOLG | #VALUE! | 1987 | NON-LEAD | FVAO | historical reports | SF | No | UNK | UNK | 1987 | N/A |  | NA | NA | NA
36281 | 21 DEACON VINCENT WAY | No | No | NA | UNK-NOLG | NO | #VALUE! | ALB | UNK-NOLG | #VALUE! | 1995 | NON-LEAD | FVAO | historical reports | SF | No | UNK | UNK | 1995 | N/A |  | NA | NA | NA
36280 | 27 DEACON VINCENT WAY | No | No | NA | UNK-NOLG | NO | #VALUE! | ALB | UNK-NOLG | #VALUE! | 1987 | NON-LEAD | FVAO | historical reports | SF | No | UNK | UNK | 1987 | N/A |  | NA | NA | NA
36275 | 28 DEACON VINCENT WAY | No | No | NA | UNK-NOLG | NO | #VALUE! | ALB | UNK-NOLG | #VALUE! | 1986 | NON-LEAD | FVAO | historical reports | SF | No | UNK | UNK | 1986 | N/A |  | NA | NA | NA
36279 | 29 DEACON VINCENT WAY | No | No | NA | UNK-NOLG | NO | #VALUE! | ALB | UNK-NOLG | #VALUE! | 2012 | NON-LEAD | FVAO | historical reports | SF | No | UNK | UNK | 2012 | N/A |  | NA | NA | NA
36276 | 30 DEACON VINCENT WAY | No | No | NA | UNK-NOLG | NO | #VALUE! | ALB | UNK-NOLG | #VALUE! | 2002 | NON-LEAD | FVAO | historical reports | SF | No | UNK | UNK | 2002 | N/A |  | NA | NA | NA
36278 | 33 DEACON VINCENT WAY | No | No | NA | UNK-NOLG | NO | #VALUE! | PLB | UNK-NOLG | #VALUE! | 1984 | NON-LEAD | FVAO | historical reports | SF | No | UNK | UNK | 1984 | N/A |  | NA | NA | NA
36265 | 35 DEACON VINCENT WAY | No | No | NA | UNK-NOLG | NO | #VALUE! | PLB | UNK-NOLG | #VALUE! | 1930 | NON-LEAD | FVAO | historical reports | SF | No | UNK | UNK | 1930 | N/A |  | NA | NA | NA
29006 | 37 DEACON VINCENT WAY | No | No | NA | UNK-NOLG | NO | #VALUE! | ALB | UNK-NOLG | #VALUE! | 1987 | NON-LEAD | FVAO | historical reports | SF | No | UNK | UNK | 1987 | N/A |  | NA | NA | NA
29007 | 39 DEACON VINCENT WAY | No | No | NA | UNK-NOLG | NO | #VALUE! | ALB | UNK-NOLG | #VALUE! | 1987 | NON-LEAD | FVAO | historical reports | SF | No | UNK | UNK | 1987 | N/A |  | NA | NA | NA
29008 | 41 DEACON VINCENT WAY | No | No | NA | UNK-NOLG | NO | #VALUE! | ALB | UNK-NOLG | #VALUE! | 1998 | NON-LEAD | FVAO | historical reports | SF | No | UNK | UNK | 1998 | N/A |  | NA | NA | NA
29009 | 42 DEACON VINCENT WAY | No | No | NA | UNK-NOLG | NO | #VALUE! | ALB | UNK-NOLG | #VALUE! | 1996 | NON-LEAD | FVAO | historical reports | SF | No | UNK | UNK | 1996 | N/A |  | NA | NA | NA
29029 | 67 DEACON VINCENT WAY | No | No | NA | UNK-NOLG | NO | #VALUE! | PLB | UNK-NOLG | #VALUE! | 1968 | NON-LEAD | FVAO | historical reports | SF | No | UNK | UNK | 1968 | N/A |  | NA | NA | NA
36698 | 7A DEACON VINCENT WAY | No | No | NA | UNK-NOLG | NO | #VALUE! | ALB | UNK-NOLG | #VALUE! | 1996 | NON-LEAD | FVAO | historical reports | SF | No | UNK | UNK | 1996 | N/A |  | NA | NA | NA
28558 | 75 DIVISION RD | No | No | NA | UNK-NOLG | NO | #VALUE! | PLB | UNK-NOLG | #VALUE! | 1820 | NON-LEAD | FVAO | historical reports | SF | No | UNK | UNK | 1820 | N/A |  | NA | NA | NA
22133 | 5 DIVOT DR | No | No | NA | UNK-NOLG | NO | #VALUE! | ALB | UNK-NOLG | #VALUE! | 2015 | NON-LEAD | FVAO | historical reports | NONRES | No | UNK | UNK | 2015 | N/A |  | NA | NA | NA
22143 | 5A DIVOT DR | No | No | NA | UNK-NOLG | NO | #VALUE! | ALB | UNK-NOLG | #VALUE! | 1995 | NON-LEAD | FVAO | historical reports | NONRES | No | UNK | UNK | 1995 | N/A |  | NA | NA | NA
22144 | 5B DIVOT DR | No | No | NA | UNK-NOLG | NO | #VALUE! | ALB | UNK-NOLG | #VALUE! | 1995 | NON-LEAD | FVAO | historical reports | NONRES | No | UNK | UNK | 1995 | N/A |  | NA | NA | NA
22145 | 5C DIVOT DR | No | No | NA | UNK-NOLG | NO | #VALUE! | ALB | UNK-NOLG | #VALUE! | 1995 | NON-LEAD | FVAO | historical reports | NONRES | No | UNK | UNK | 1995 | N/A |  | NA | NA | NA
22146 | 5D DIVOT DR | No | No | NA | UNK-NOLG | NO | #VALUE! | ALB | UNK-NOLG | #VALUE! | 1995 | NON-LEAD | FVAO | historical reports | NONRES | No | UNK | UNK | 1995 | N/A |  | NA | NA | NA
22147 | 5E DIVOT DR | No | No | NA | UNK-NOLG | NO | #VALUE! | ALB | UNK-NOLG | #VALUE! | 1995 | NON-LEAD | FVAO | historical reports | NONRES | No | UNK | UNK | 1995 | N/A |  | NA | NA | NA
66671 | 0 DOCK ST | No | No | NA | UNK-NOLG | NO | #VALUE! | PLB | UNK-NOLG | #VALUE! | PLB | NON-LEAD | FVAO | historical reports | SF | No | UNK | UNK | #N/A | N/A |  | NA | NA | NA
66520 | 0 DOCK ST | No | No | NA | UNK-NOLG | NO | #VALUE! | PLB | UNK-NOLG | #VALUE! | PLB | NON-LEAD | FVAO | historical reports | SF | No | UNK | UNK | #N/A | N/A |  | NA | NA | NA
66591 | 0 DOCK ST | No | No | NA | UNK-NOLG | NO | #VALUE! | PLB | UNK-NOLG | #VALUE! | PLB | NON-LEAD | FVAO | historical reports | SF | No | UNK | UNK | #N/A | N/A |  | NA | NA | NA
66590 | 0 DOCK ST | No | No | NA | UNK-NOLG | NO | #VALUE! | PLB | UNK-NOLG | #VALUE! | PLB | NON-LEAD | FVAO | historical reports | NONRES | No | UNK | UNK | #N/A | N/A |  | NA | NA | NA
66322 | 1 DOCK ST | No | No | NA | UNK-NOLG | NO | #VALUE! | PLB | UNK-NOLG | #VALUE! | 1900 | NON-LEAD | FVAO | historical reports | NONRES | No | UNK | UNK | 1900 | N/A |  | NA | NA | NA
66533 | 2 DOCK ST | No | No | NA | UNK-NOLG | NO | #VALUE! | PLB | UNK-NOLG | #VALUE! | 1920 | NON-LEAD | FVAO | historical reports | SF | No | UNK | UNK | 1920 | N/A |  | NA | NA | NA
66532 | 2 DOCK ST | No | No | NA | UNK-NOLG | NO | #VALUE! | PLB | UNK-NOLG | #VALUE! | 1920 | NON-LEAD | FVAO | historical reports | NONRES | No | UNK | UNK | 1920 | N/A |  | NA | NA | NA
66695 | 7 DOCK ST | No | No | NA | UNK-NOLG | NO | #VALUE! | ALB | UNK-NOLG | #VALUE! | 2010 | NON-LEAD | FVAO | historical reports | NONRES | No | UNK | UNK | 2010 | N/A |  | NA | NA | NA
66307 | 11 DOCK ST | No | No | NA | UNK-NOLG | NO | #VALUE! | PLB | UNK-NOLG | #VALUE! | 1979 | NON-LEAD | FVAO | historical reports | SF | No | UNK | UNK | 1979 | N/A |  | NA | NA | NA
66672 | 13 DOCK ST | No | No | NA | UNK-NOLG | NO | #VALUE! | PLB | UNK-NOLG | #VALUE! | 1979 | NON-LEAD | FVAO | historical reports | SF | No | UNK | UNK | 1979 | N/A |  | NA | NA | NA
66670 | 15 DOCK ST | No | No | NA | UNK-NOLG | NO | #VALUE! | PLB | UNK-NOLG | #VALUE! | 1890 | NON-LEAD | FVAO | historical reports | SF | No | UNK | UNK | 1890 | N/A |  | NA | NA | NA
66308 | 18 DOCK ST | No | No | NA | UNK-NOLG | NO | #VALUE! | PLB | UNK-NOLG | #VALUE! | 1900 | NON-LEAD | FVAO | historical reports | NONRES | No | UNK | UNK | 1900 | N/A |  | NA | NA | NA
66348 | 19 DOCK ST | No | No | NA | UNK-NOLG | NO | #VALUE! | PLB | UNK-NOLG | #VALUE! | 1982 | NON-LEAD | FVAO | historical reports | SF | No | UNK | UNK | 1982 | N/A |  | NA | NA | NA
66306 | 29 DOCK ST | No | No | NA | UNK-NOLG | NO | #VALUE! | PLB | UNK-NOLG | #VALUE! | 1950 | NON-LEAD | FVAO | historical reports | NONRES | No | UNK | UNK | 1950 | N/A |  | NA | NA | NA
66305 | 31 DOCK ST | No | No | NA | UNK-NOLG | NO | #VALUE! | PLB | UNK-NOLG | #VALUE! | 1978 | NON-LEAD | FVAO | historical reports | NONRES | No | UNK | UNK | 1978 | N/A |  | NA | NA | NA
66340 | 41 DOCK ST | No | No | NA | UNK-NOLG | NO | #VALUE! | PLB | UNK-NOLG | #VALUE! | 1870 | NON-LEAD | FVAO | historical reports | NONRES | No | UNK | UNK | 1870 | N/A |  | NA | NA | NA
66304 | 41 DOCK ST | No | No | NA | UNK-NOLG | NO | #VALUE! | PLB | UNK-NOLG | #VALUE! | 1870 | NON-LEAD | FVAO | historical reports | SF | No | UNK | UNK | 1870 | N/A |  | NA | NA | NA
66603 | 45 DOCK ST | No | No | NA | UNK-NOLG | NO | #VALUE! | PLB | UNK-NOLG | #VALUE! | 1890 | NON-LEAD | FVAO | historical reports | SF | No | UNK | UNK | 1890 | N/A |  | NA | NA | NA
66720 | 50 DOCK ST | No | No | NA | UNK-NOLG | NO | #VALUE! | PLB | UNK-NOLG | #VALUE! | PLB | NON-LEAD | FVAO | historical reports | NONRES | No | UNK | UNK | #N/A | N/A |  | NA | NA | NA
66721 | 50 DOCK ST | No | No | NA | UNK-NOLG | NO | #VALUE! | PLB | UNK-NOLG | #VALUE! | PLB | NON-LEAD | FVAO | historical reports | NONRES | No | UNK | UNK | #N/A | N/A |  | NA | NA | NA
66297 | 58 DOCK ST | No | No | NA | UNK-NOLG | NO | #VALUE! | PLB | UNK-NOLG | #VALUE! | 1870 | NON-LEAD | FVAO | historical reports | NONRES | No | UNK | UNK | 1870 | N/A |  | NA | NA | NA
66555 | 18B DOCK ST | No | No | NA | UNK-NOLG | NO | #VALUE! | PLB | UNK-NOLG | #VALUE! | 1900 | NON-LEAD | FVAO | historical reports | SF | No | UNK | UNK | 1900 | N/A |  | NA | NA | NA
66556 | 18C DOCK ST | No | No | NA | UNK-NOLG | NO | #VALUE! | PLB | UNK-NOLG | #VALUE! | 1900 | NON-LEAD | FVAO | historical reports | SF | No | UNK | UNK | 1900 | N/A |  | NA | NA | NA
66604 | 18D DOCK ST | No | No | NA | UNK-NOLG | NO | #VALUE! | PLB | UNK-NOLG | #VALUE! | 1900 | NON-LEAD | FVAO | historical reports | NONRES | No | UNK | UNK | 1900 | N/A |  | NA | NA | NA
66605 | 18E DOCK ST | No | No | NA | UNK-NOLG | NO | #VALUE! | PLB | UNK-NOLG | #VALUE! | 1900 | NON-LEAD | FVAO | historical reports | SF | No | UNK | UNK | 1900 | N/A |  | NA | NA | NA
66606 | 18F DOCK ST | No | No | NA | UNK-NOLG | NO | #VALUE! | PLB | UNK-NOLG | #VALUE! | 1900 | NON-LEAD | FVAO | historical reports | SF | No | UNK | UNK | 1900 | N/A |  | NA | NA | NA
66607 | 18G DOCK ST | No | No | NA | UNK-NOLG | NO | #VALUE! | PLB | UNK-NOLG | #VALUE! | 1900 | NON-LEAD | FVAO | historical reports | SF | No | UNK | UNK | 1900 | N/A |  | NA | NA | NA
66608 | 18H DOCK ST | No | No | NA | UNK-NOLG | NO | #VALUE! | PLB | UNK-NOLG | #VALUE! | 1900 | NON-LEAD | FVAO | historical reports | SF | No | UNK | UNK | 1900 | N/A |  | NA | NA | NA
66704 | 19A DOCK ST | No | No | NA | UNK-NOLG | NO | #VALUE! | PLB | UNK-NOLG | #VALUE! | 1982 | NON-LEAD | FVAO | historical reports | NONRES | No | UNK | UNK | 1982 | N/A |  | NA | NA | NA
66320 | 2B DOCK ST | No | No | NA | UNK-NOLG | NO | #VALUE! | PLB | UNK-NOLG | #VALUE! | 1920 | NON-LEAD | FVAO | historical reports | SF | No | UNK | UNK | 1920 | N/A |  | NA | NA | NA
66303 | 45A DOCK ST | No | No | NA | UNK-NOLG | NO | #VALUE! | PLB | UNK-NOLG | #VALUE! | 1890 | NON-LEAD | FVAO | historical reports | NONRES | No | UNK | UNK | 1890 | N/A |  | NA | NA | NA
7077 | 1 DODGER'S HOLE RD | No | No | NA | UNK-NOLG | NO | #VALUE! | PLB | UNK-NOLG | #VALUE! | 1978 | NON-LEAD | FVAO | historical reports | SF | No | UNK | UNK | 1978 | N/A |  | NA | NA | NA
7012 | 2 DODGER'S HOLE RD | No | No | NA | UNK-NOLG | NO | #VALUE! | PLB | UNK-NOLG | #VALUE! | 1970 | NON-LEAD | FVAO | historical reports | SF | No | UNK | UNK | 1970 | N/A |  | NA | NA | NA
7078 | 3 DODGER'S HOLE RD | No | No | NA | UNK-NOLG | NO | #VALUE! | PLB | UNK-NOLG | #VALUE! | 1978 | NON-LEAD | FVAO | historical reports | SF | No | UNK | UNK | 1978 | N/A |  | NA | NA | NA
7013 | 4 DODGER'S HOLE RD | No | No | NA | UNK-NOLG | NO | #VALUE! | PLB | UNK-NOLG | #VALUE! | 1938 | NON-LEAD | FVAO | historical reports | SF | No | UNK | UNK | 1938 | N/A |  | NA | NA | NA
7079 | 5 DODGER'S HOLE RD | No | No | NA | UNK-NOLG | NO | #VALUE! | PLB | UNK-NOLG | #VALUE! | 1935 | NON-LEAD | FVAO | historical reports | SF | No | UNK | UNK | 1935 | N/A |  | NA | NA | NA
7014 | 6 DODGER'S HOLE RD | No | No | NA | UNK-NOLG | NO | #VALUE! | PLB | UNK-NOLG | #VALUE! | 1935 | NON-LEAD | FVAO | historical reports | SF | No | UNK | UNK | 1935 | N/A |  | NA | NA | NA
7044 | 8 DODGER'S HOLE RD | No | No | NA | UNK-NOLG | NO | #VALUE! | PLB | UNK-NOLG | #VALUE! | 1950 | NON-LEAD | FVAO | historical reports | SF | No | UNK | UNK | 1950 | N/A |  | NA | NA | NA
7081 | 13 DODGER'S HOLE RD | No | No | NA | UNK-NOLG | NO | #VALUE! | PLB | UNK-NOLG | #VALUE! | 1890 | NON-LEAD | FVAO | historical reports | SF | No | UNK | UNK | 1890 | A | 1 | NA | NA | NA
7083 | 17 DODGER'S HOLE RD | No | No | NA | UNK-NOLG | NO | #VALUE! | PLB | UNK-NOLG | #VALUE! | 1972 | NON-LEAD | FVAO | historical reports | SF | No | UNK | UNK | 1972 | N/A |  | NA | NA | NA
7066 | 18 DODGER'S HOLE RD | No | No | NA | UNK-NOLG | NO | #VALUE! | ALB | UNK-NOLG | #VALUE! | 2003 | NON-LEAD | FVAO | historical reports | SF | No | UNK | UNK | 2003 | N/A |  | NA | NA | NA
7064 | 24 DODGER'S HOLE RD | No | No | NA | UNK-NOLG | NO | #VALUE! | PLB | UNK-NOLG | #VALUE! | 1920 | NON-LEAD | FVAO | historical reports | SF | No | UNK | UNK | 1920 | N/A |  | NA | NA | NA
10007 | 25 DODGER'S HOLE RD | No | No | NA | UNK-NOLG | NO | #VALUE! | ALB | UNK-NOLG | #VALUE! | 1987 | NON-LEAD | FVAO | historical reports | SF | No | UNK | UNK | 1987 | N/A |  | NA | NA | NA
10013 | 31 DODGER'S HOLE RD | No | No | NA | UNK-NOLG | NO | #VALUE! | PLB | UNK-NOLG | #VALUE! | 1938 | NON-LEAD | FVAO | historical reports | SF | No | UNK | UNK | 1938 | N/A |  | NA | NA | NA
10011 | 37 DODGER'S HOLE RD | No | No | NA | UNK-NOLG | NO | #VALUE! | PLB | UNK-NOLG | #VALUE! | 1954 | NON-LEAD | FVAO | historical reports | SF | No | UNK | UNK | 1954 | N/A |  | NA | NA | NA
10025 | 39 DODGER'S HOLE RD | No | No | NA | UNK-NOLG | NO | #VALUE! | PLB | UNK-NOLG | #VALUE! | 1930 | NON-LEAD | FVAO | historical reports | SF | No | UNK | UNK | 1930 | N/A |  | NA | NA | NA
10026 | 41 DODGER'S HOLE RD | No | No | NA | UNK-NOLG | NO | #VALUE! | ALB | UNK-NOLG | #VALUE! | 1999 | NON-LEAD | FVAO | historical reports | SF | No | UNK | UNK | 1999 | N/A |  | NA | NA | NA
10028 | 42 DODGER'S HOLE RD | No | No | NA | UNK-NOLG | NO | #VALUE! | PLB | UNK-NOLG | #VALUE! | 2007 | NON-LEAD | FVAO | historical reports | SF | No | UNK | UNK | 2007 | N/A |  | NA | NA | NA
10041 | 45 DODGER'S HOLE RD | No | No | NA | UNK-NOLG | NO | #VALUE! | PLB | UNK-NOLG | #VALUE! | 1930 | NON-LEAD | FVAO | historical reports | SF | No | UNK | UNK | 1930 | N/A |  | NA | NA | NA
10040 | 48 DODGER'S HOLE RD | No | No | NA | UNK-NOLG | NO | #VALUE! | PLB | UNK-NOLG | #VALUE! | 1935 | NON-LEAD | FVAO | historical reports | SF | No | UNK | UNK | 1935 | N/A |  | NA | NA | NA
10042 | 49 DODGER'S HOLE RD | No | No | NA | UNK-NOLG | NO | #VALUE! | PLB | UNK-NOLG | #VALUE! | 1950 | NON-LEAD | FVAO | historical reports | SF | No | UNK | UNK | 1950 | N/A |  | NA | NA | NA
10044 | 53 DODGER'S HOLE RD | No | No | NA | UNK-NOLG | NO | #VALUE! | PLB | UNK-NOLG | #VALUE! | 1950 | NON-LEAD | FVAO | historical reports | SF | No | UNK | UNK | 1950 | N/A |  | NA | NA | NA
10045 | 55 DODGER'S HOLE RD | No | No | NA | UNK-NOLG | NO | #VALUE! | PLB | UNK-NOLG | #VALUE! | 1950 | NON-LEAD | FVAO | historical reports | SF | No | UNK | UNK | 1950 | N/A |  | NA | NA | NA
10057 | 59 DODGER'S HOLE RD | No | No | NA | UNK-NOLG | NO | #VALUE! | PLB | UNK-NOLG | #VALUE! | 1966 | NON-LEAD | FVAO | historical reports | SF | No | UNK | UNK | 1966 | N/A |  | NA | NA | NA
10058 | 61 DODGER'S HOLE RD | No | No | NA | UNK-NOLG | NO | #VALUE! | PLB | UNK-NOLG | #VALUE! | 1945 | NON-LEAD | FVAO | historical reports | SF | No | UNK | UNK | 1945 | N/A |  | NA | NA | NA
10069 | 63 DODGER'S HOLE RD | No | No | NA | UNK-NOLG | NO | #VALUE! | ALB | UNK-NOLG | #VALUE! | 1995 | NON-LEAD | FVAO | historical reports | SF | No | UNK | UNK | 1995 | N/A |  | NA | NA | NA
10068 | 64 DODGER'S HOLE RD | No | No | NA | UNK-NOLG | NO | #VALUE! | PLB | UNK-NOLG | #VALUE! | PLB | NON-LEAD | FVAO | historical reports | SF | No | UNK | UNK | 0 | N/A |  | NA | NA | NA
10070 | 65 DODGER'S HOLE RD | No | No | NA | UNK-NOLG | NO | #VALUE! | PLB | UNK-NOLG | #VALUE! | 1981 | NON-LEAD | FVAO | historical reports | SF | No | UNK | UNK | 1981 | N/A |  | NA | NA | NA
10071 | 69 DODGER'S HOLE RD | No | No | NA | UNK-NOLG | NO | #VALUE! | PLB | UNK-NOLG | #VALUE! | 1981 | NON-LEAD | FVAO | historical reports | SF | No | UNK | UNK | 1981 | N/A |  | NA | NA | NA
10072 | 70 DODGER'S HOLE RD | No | No | NA | UNK-NOLG | NO | #VALUE! | ALB | UNK-NOLG | #VALUE! | 2018 | NON-LEAD | FVAO | historical reports | SF | No | UNK | UNK | 2018 | N/A |  | NA | NA | NA
10078 | 72 DODGER'S HOLE RD | No | No | NA | UNK-NOLG | NO | #VALUE! | PLB | UNK-NOLG | #VALUE! | 1978 | NON-LEAD | FVAO | historical reports | SF | No | UNK | UNK | 1978 | N/A |  | NA | NA | NA
10079 | 73 DODGER'S HOLE RD | No | No | NA | UNK-NOLG | NO | #VALUE! | PLB | UNK-NOLG | #VALUE! | 1935 | NON-LEAD | FVAO | historical reports | SF | No | UNK | UNK | 1935 | N/A |  | NA | NA | NA
10080 | 75 DODGER'S HOLE RD | No | No | NA | UNK-NOLG | NO | #VALUE! | PLB | UNK-NOLG | #VALUE! | 1930 | NON-LEAD | FVAO | historical reports | SF | No | UNK | UNK | 1930 | N/A |  | NA | NA | NA
10086 | 77 DODGER'S HOLE RD | No | No | NA | UNK-NOLG | NO | #VALUE! | ALB | UNK-NOLG | #VALUE! | 1998 | NON-LEAD | FVAO | historical reports | SF | No | UNK | UNK | 1998 | N/A |  | NA | NA | NA
10093 | 85 DODGER'S HOLE RD | No | No | NA | UNK-NOLG | NO | #VALUE! | PLB | UNK-NOLG | #VALUE! | 1984 | NON-LEAD | FVAO | historical reports | SF | No | UNK | UNK | 1984 | N/A |  | NA | NA | NA
10094 | 86 DODGER'S HOLE RD | No | No | NA | UNK-NOLG | NO | #VALUE! | PLB | UNK-NOLG | #VALUE! | 1975 | NON-LEAD | FVAO | historical reports | SF | No | UNK | UNK | 1975 | N/A |  | NA | NA | NA
10098 | 87 DODGER'S HOLE RD | No | No | NA | UNK-NOLG | NO | #VALUE! | PLB | UNK-NOLG | #VALUE! | 1968 | NON-LEAD | FVAO | historical reports | SF | No | UNK | UNK | 1968 | N/A |  | NA | NA | NA
10095 | 88 DODGER'S HOLE RD | No | No | NA | UNK-NOLG | NO | #VALUE! | PLB | UNK-NOLG | #VALUE! | 1945 | NON-LEAD | FVAO | historical reports | SF | No | UNK | UNK | 1945 | N/A |  | NA | NA | NA
10096 | 90 DODGER'S HOLE RD | No | No | NA | UNK-NOLG | NO | #VALUE! | PLB | UNK-NOLG | #VALUE! | 1982 | NON-LEAD | FVAO | historical reports | SF | No | UNK | UNK | 1982 | N/A |  | NA | NA | NA
10911 | DODGER'S HOLE RD | No | No | NA | UNK-NOLG | NO | #VALUE! | PLB | UNK-NOLG | #VALUE! | 1954 | NON-LEAD | FVAO | historical reports | SF | No | UNK | UNK | 1954 | N/A |  | NA | NA | NA
21741 | 6 DONALDBIN CLOSE | No | No | NA | UNK-NOLG | NO | #VALUE! | ALB | UNK-NOLG | #VALUE! | 2011 | NON-LEAD | FVAO | historical reports | SF | No | UNK | UNK | 2011 | N/A |  | NA | NA | NA
21739 | 14 DONALDBIN CLOSE | No | No | NA | UNK-NOLG | NO | #VALUE! | ALB | UNK-NOLG | #VALUE! | 1996 | NON-LEAD | FVAO | historical reports | SF | No | UNK | UNK | 1996 | N/A |  | NA | NA | NA
21743 | 15 DONALDBIN CLOSE | No | No | NA | UNK-NOLG | NO | #VALUE! | ALB | UNK-NOLG | #VALUE! | 1987 | NON-LEAD | FVAO | historical reports | SF | No | UNK | UNK | 1987 | N/A |  | NA | NA | NA
21742 | 21 DONALDBIN CLOSE | No | No | NA | UNK-NOLG | NO | #VALUE! | ALB | UNK-NOLG | #VALUE! | 1990 | NON-LEAD | FVAO | historical reports | SF | No | UNK | UNK | 1990 | N/A |  | NA | NA | NA
21024 | 7 DORY CIR | No | No | NA | UNK-NOLG | NO | #VALUE! | PLB | UNK-NOLG | #VALUE! | 1965 | NON-LEAD | FVAO | historical reports | SF | No | UNK | UNK | 1965 | N/A |  | NA | NA | NA
21014 | 2 DORY LN | No | No | NA | UNK-NOLG | NO | #VALUE! | PLB | UNK-NOLG | #VALUE! | 1935 | NON-LEAD | FVAO | historical reports | SF | No | UNK | UNK | 1935 | N/A |  | NA | NA | NA
21683 | 9 DORY LN | No | No | NA | UNK-NOLG | NO | #VALUE! | PLB | UNK-NOLG | #VALUE! | 1973 | NON-LEAD | FVAO | historical reports | SF | No | UNK | UNK | 1973 | N/A |  | NA | NA | NA
36308 | 2 DOWN HARBOR RD | No | No | NA | UNK-NOLG | NO | #VALUE! | PLB | UNK-NOLG | #VALUE! | 1900 | NON-LEAD | FVAO | historical reports | SF | No | UNK | UNK | 1900 | N/A |  | NA | NA | NA
36307 | 3 DOWN HARBOR RD | No | No | NA | UNK-NOLG | NO | #VALUE! | PLB | UNK-NOLG | #VALUE! | 1979 | NON-LEAD | FVAO | historical reports | SF | No | UNK | UNK | 1979 | N/A |  | NA | NA | NA
36309 | 4 DOWN HARBOR RD | No | No | NA | UNK-NOLG | NO | #VALUE! | PLB | UNK-NOLG | #VALUE! | 1978 | NON-LEAD | FVAO | historical reports | SF | No | UNK | UNK | 1978 | N/A |  | NA | NA | NA
36310 | 8 DOWN HARBOR RD | No | No | NA | UNK-NOLG | NO | #VALUE! | PLB | UNK-NOLG | #VALUE! | 1973 | NON-LEAD | FVAO | historical reports | SF | No | UNK | UNK | 1973 | N/A |  | NA | NA | NA
36311 | 9 DOWN HARBOR RD | No | No | NA | UNK-NOLG | NO | #VALUE! | PLB | UNK-NOLG | #VALUE! | 1970 | NON-LEAD | FVAO | historical reports | SF | No | UNK | UNK | 1970 | N/A |  | NA | NA | NA
36319 | 10 DOWN HARBOR RD | No | No | NA | UNK-NOLG | NO | #VALUE! | ALB | UNK-NOLG | #VALUE! | 2017 | NON-LEAD | FVAO | historical reports | SF | No | UNK | UNK | 2017 | N/A |  | NA | NA | NA
36320 | 14 DOWN HARBOR RD | No | No | NA | UNK-NOLG | NO | #VALUE! | PLB | UNK-NOLG | #VALUE! | 1920 | NON-LEAD | FVAO | historical reports | SF | No | UNK | UNK | 1920 | N/A |  | NA | NA | NA
36321 | 16 DOWN HARBOR RD | No | No | NA | UNK-NOLG | NO | #VALUE! | ALB | UNK-NOLG | #VALUE! | 2010 | NON-LEAD | FVAO | historical reports | SF | No | UNK | UNK | 2010 | N/A |  | NA | NA | NA
36323 | 17 DOWN HARBOR RD | No | No | NA | UNK-NOLG | NO | #VALUE! | PLB | UNK-NOLG | #VALUE! | 1973 | NON-LEAD | FVAO | historical reports | SF | No | UNK | UNK | 1973 | N/A |  | NA | NA | NA
36322 | 20 DOWN HARBOR RD | No | No | NA | UNK-NOLG | NO | #VALUE! | PLB | UNK-NOLG | #VALUE! | 1900 | NON-LEAD | FVAO | historical reports | SF | No | UNK | UNK | 1900 | N/A |  | NA | NA | NA
36331 | 21 DOWN HARBOR RD | No | No | NA | UNK-NOLG | NO | #VALUE! | ALB | UNK-NOLG | #VALUE! | 1996 | NON-LEAD | FVAO | historical reports | SF | No | UNK | UNK | 1996 | N/A |  | NA | NA | NA
36330 | 24 DOWN HARBOR RD | No | No | NA | UNK-NOLG | NO | #VALUE! | PLB | UNK-NOLG | #VALUE! | 1970 | NON-LEAD | FVAO | historical reports | SF | No | UNK | UNK | 1970 | N/A |  | NA | NA | NA
36329 | 25 DOWN HARBOR RD | No | No | NA | UNK-NOLG | NO | #VALUE! | PLB | UNK-NOLG | #VALUE! | 1972 | NON-LEAD | FVAO | historical reports | SF | No | UNK | UNK | 1972 | N/A |  | NA | NA | NA
36552 | 26 DOWN HARBOR RD | No | No | NA | UNK-NOLG | NO | #VALUE! | PLB | UNK-NOLG | #VALUE! | 1870 | NON-LEAD | FVAO | historical reports | SF | No | UNK | UNK | 1870 | N/A |  | NA | NA | NA
36332 | 30 DOWN HARBOR RD | No | No | NA | UNK-NOLG | NO | #VALUE! | PLB | UNK-NOLG | #VALUE! | 1968 | NON-LEAD | FVAO | historical reports | SF | No | UNK | UNK | 1968 | N/A |  | NA | NA | NA
36333 | 31 DOWN HARBOR RD | No | No | NA | UNK-NOLG | NO | #VALUE! | ALB | UNK-NOLG | #VALUE! | 1989 | NON-LEAD | FVAO | historical reports | SF | No | UNK | UNK | 1989 | N/A |  | NA | NA | NA
36340 | 34 DOWN HARBOR RD | No | No | NA | UNK-NOLG | NO | #VALUE! | PLB | UNK-NOLG | #VALUE! | 1973 | NON-LEAD | FVAO | historical reports | SF | No | UNK | UNK | 1973 | N/A |  | NA | NA | NA
36339 | 36 DOWN HARBOR RD | No | No | NA | UNK-NOLG | NO | #VALUE! | PLB | UNK-NOLG | #VALUE! | 1900 | NON-LEAD | FVAO | historical reports | SF | No | UNK | UNK | 1900 | N/A |  | NA | NA | NA
36338 | 40 DOWN HARBOR RD | No | No | NA | UNK-NOLG | NO | #VALUE! | PLB | UNK-NOLG | #VALUE! | PLB | NON-LEAD | FVAO | historical reports | SF | No | UNK | UNK | #N/A | N/A |  | NA | NA | NA
36536 | 30A DOWN HARBOR RD | No | No | NA | UNK-NOLG | NO | #VALUE! | PLB | UNK-NOLG | #VALUE! | 1968 | NON-LEAD | FVAO | historical reports | SF | No | UNK | UNK | 1968 | N/A |  | NA | NA | NA
36527 | 34A DOWN HARBOR RD | No | No | NA | UNK-NOLG | NO | #VALUE! | PLB | UNK-NOLG | #VALUE! | 1973 | NON-LEAD | FVAO | historical reports | SF | No | UNK | UNK | 1973 | N/A |  | NA | NA | NA
36538 | 7 DUARTE CIR | No | No | NA | UNK-NOLG | NO | #VALUE! | ALB | UNK-NOLG | #VALUE! | 1996 | NON-LEAD | FVAO | historical reports | SF | No | UNK | UNK | 1996 | N/A |  | NA | NA | NA
36694 | 9 DUARTE CIR | No | No | NA | UNK-NOLG | NO | #VALUE! | ALB | UNK-NOLG | #VALUE! | 1990 | NON-LEAD | FVAO | historical reports | SF | No | UNK | UNK | 1990 | N/A |  | NA | NA | NA
36537 | 10 DUARTE CIR | No | No | NA | UNK-NOLG | NO | #VALUE! | ALB | UNK-NOLG | #VALUE! | 1996 | NON-LEAD | FVAO | historical reports | SF | No | UNK | UNK | 1996 | N/A |  | NA | NA | NA
36533 | 12 DUARTE CIR | No | No | NA | UNK-NOLG | NO | #VALUE! | ALB | UNK-NOLG | #VALUE! | 1989 | NON-LEAD | FVAO | historical reports | SF | No | UNK | UNK | 1989 | N/A |  | NA | NA | NA
36535 | 13 DUARTE CIR | No | No | NA | UNK-NOLG | NO | #VALUE! | ALB | UNK-NOLG | #VALUE! | 2003 | NON-LEAD | FVAO | historical reports | SF | No | UNK | UNK | 2003 | N/A |  | NA | NA | NA
36534 | 15 DUARTE CIR | No | No | NA | UNK-NOLG | NO | #VALUE! | ALB | UNK-NOLG | #VALUE! | 2003 | NON-LEAD | FVAO | historical reports | SF | No | UNK | UNK | 2003 | N/A |  | NA | NA | NA
36696 | 11B DUARTE CIR | No | No | NA | UNK-NOLG | NO | #VALUE! | ALB | UNK-NOLG | #VALUE! | 2016 | NON-LEAD | FVAO | historical reports | SF | No | UNK | UNK | 2016 | N/A |  | NA | NA | NA
21760 | 8 DUBUD LN | No | No | NA | UNK-NOLG | NO | #VALUE! | ALB | UNK-NOLG | #VALUE! | 2016 | NON-LEAD | FVAO | historical reports | SF | No | UNK | UNK | 2016 | N/A |  | NA | NA | NA
21736 | 8 DUNCAN CLOSE | No | No | NA | UNK-NOLG | NO | #VALUE! | ALB | UNK-NOLG | #VALUE! | 1989 | NON-LEAD | FVAO | historical reports | SF | No | UNK | UNK | 1989 | N/A |  | NA | NA | NA
21734 | 12 DUNCAN CLOSE | No | No | NA | UNK-NOLG | NO | #VALUE! | PLB | UNK-NOLG | #VALUE! | 1979 | NON-LEAD | FVAO | historical reports | SF | No | UNK | UNK | 1979 | N/A |  | NA | NA | NA
21735 | 18 DUNCAN CLOSE | No | No | NA | UNK-NOLG | NO | #VALUE! | ALB | UNK-NOLG | #VALUE! | 2017 | NON-LEAD | FVAO | historical reports | SF | No | UNK | UNK | 2017 | N/A |  | NA | NA | NA
21733 | 21 DUNCAN CLOSE | No | No | NA | UNK-NOLG | NO | #VALUE! | ALB | UNK-NOLG | #VALUE! | 1986 | NON-LEAD | FVAO | historical reports | SF | No | UNK | UNK | 1986 | N/A |  | NA | NA | NA
52553 | 3 DUNES RD | No | No | NA | UNK-NOLG | NO | #VALUE! | ALB | UNK-NOLG | #VALUE! | 2005 | NON-LEAD | FVAO | historical reports | SF | No | UNK | UNK | 2005 | N/A |  | NA | NA | NA
52580 | 5 DUNES RD | No | No | NA | UNK-NOLG | NO | #VALUE! | PLB | UNK-NOLG | #VALUE! | 1978 | NON-LEAD | FVAO | historical reports | SF | No | UNK | UNK | 1978 | N/A |  | NA | NA | NA
52579 | 11 DUNES RD | No | No | NA | UNK-NOLG | NO | #VALUE! | PLB | UNK-NOLG | #VALUE! | 1978 | NON-LEAD | FVAO | historical reports | SF | No | UNK | UNK | 1978 | N/A |  | NA | NA | NA
52559 | 14 DUNES RD | No | No | NA | UNK-NOLG | NO | #VALUE! | PLB | UNK-NOLG | #VALUE! | 1982 | NON-LEAD | FVAO | historical reports | SF | No | UNK | UNK | 1982 | N/A |  | NA | NA | NA
52561 | 15 DUNES RD | No | No | NA | UNK-NOLG | NO | #VALUE! | PLB | UNK-NOLG | #VALUE! | 1984 | NON-LEAD | FVAO | historical reports | SF | No | UNK | UNK | 1984 | N/A |  | NA | NA | NA
52261 | 31 DUNES RD | No | No | NA | UNK-NOLG | NO | #VALUE! | PLB | UNK-NOLG | #VALUE! | 1982 | NON-LEAD | FVAO | historical reports | NONRES | No | UNK | UNK | 1982 | N/A |  | NA | NA | NA
52581 | 5A DUNES RD | No | No | NA | UNK-NOLG | NO | #VALUE! | PLB | UNK-NOLG | #VALUE! | 1978 | NON-LEAD | FVAO | historical reports | SF | No | UNK | UNK | 1978 | N/A |  | NA | NA | NA
28728 | 1 DUNHAM'S PATH | No | No | NA | UNK-NOLG | NO | #VALUE! | PLB | UNK-NOLG | #VALUE! | 1930 | NON-LEAD | FVAO | historical reports | SF | No | UNK | UNK | 1930 | N/A |  | NA | NA | NA
28028 | 3 DUNHAM'S PATH | No | No | NA | UNK-NOLG | NO | #VALUE! | PLB | UNK-NOLG | #VALUE! | 2007 | NON-LEAD | FVAO | historical reports | SF | No | UNK | UNK | 2007 | N/A |  | NA | NA | NA
63062 | 222 E/VH RD | No | No | NA | UNK-NOLG | NO | #VALUE! | PLB | UNK-NOLG | #VALUE! | 1928 | NON-LEAD | FVAO | historical reports | SF | No | UNK | UNK | 1928 | N/A |  | NA | NA | NA
21009 | 224 E/VH RD | No | No | NA | UNK-NOLG | NO | #VALUE! | ALB | UNK-NOLG | #VALUE! | 1996 | NON-LEAD | FVAO | historical reports | SF | No | UNK | UNK | 1996 | N/A |  | NA | NA | NA
21008 | 225 E/VH RD | No | No | NA | UNK-NOLG | NO | #VALUE! | ALB | UNK-NOLG | #VALUE! | 1998 | NON-LEAD | FVAO | historical reports | NONRES | No | UNK | UNK | 1998 | N/A |  | NA | NA | NA
21659 | 236 E/VH RD | No | No | NA | UNK-NOLG | NO | #VALUE! | PLB | UNK-NOLG | #VALUE! | 1985 | NON-LEAD | FVAO | historical reports | NONRES | No | UNK | UNK | 1985 | N/A |  | NA | NA | NA
21511 | 240 E/VH RD | No | No | NA | UNK-NOLG | NO | #VALUE! | PLB | UNK-NOLG | #VALUE! | 1985 | NON-LEAD | FVAO | historical reports | NONRES | No | UNK | UNK | 1985 | N/A |  | NA | NA | NA
21012 | 240 E/VH RD | No | No | NA | UNK-NOLG | NO | #VALUE! | PLB | UNK-NOLG | #VALUE! | 1985 | NON-LEAD | FVAO | historical reports | SF | No | UNK | UNK | 1985 | N/A |  | NA | NA | NA
21011 | 242 E/VH RD | No | No | NA | UNK-NOLG | NO | #VALUE! | PLB | UNK-NOLG | #VALUE! | 1985 | NON-LEAD | FVAO | historical reports | NONRES | No | UNK | UNK | 1985 | N/A |  | NA | NA | NA
21520 | 243 E/VH RD | No | No | NA | UNK-NOLG | NO | #VALUE! | PLB | UNK-NOLG | #VALUE! | PLB | NON-LEAD | FVAO | historical reports | NONRES | No | UNK | UNK | #N/A | N/A |  | NA | NA | NA
21510 | 245 E/VH RD | No | No | NA | UNK-NOLG | NO | #VALUE! | PLB | UNK-NOLG | #VALUE! | PLB | NON-LEAD | FVAO | historical reports | NONRES | No | UNK | UNK | #N/A | N/A |  | NA | NA | NA
21519 | 247 E/VH RD | No | No | NA | UNK-NOLG | NO | #VALUE! | PLB | UNK-NOLG | #VALUE! | PLB | NON-LEAD | FVAO | historical reports | NONRES | No | UNK | UNK | #N/A | N/A |  | NA | NA | NA
21006 | 249 E/VH RD | No | No | NA | UNK-NOLG | NO | #VALUE! | PLB | UNK-NOLG | #VALUE! | 1985 | NON-LEAD | FVAO | historical reports | NONRES | No | UNK | UNK | 1985 | N/A |  | NA | NA | NA
21010 | 250 E/VH RD | No | No | NA | UNK-NOLG | NO | #VALUE! | PLB | UNK-NOLG | #VALUE! | 1985 | NON-LEAD | FVAO | historical reports | SF | No | UNK | UNK | 1985 | N/A |  | NA | NA | NA
21034 | 256 E/VH RD | No | No | NA | UNK-NOLG | NO | #VALUE! | PLB | UNK-NOLG | #VALUE! | 1978 | NON-LEAD | FVAO | historical reports | NONRES | No | UNK | UNK | 1978 | N/A |  | NA | NA | NA
21751 | 256 E/VH RD | No | No | NA | UNK-NOLG | NO | #VALUE! | PLB | UNK-NOLG | #VALUE! | 1978 | NON-LEAD | FVAO | historical reports | NONRES | No | UNK | UNK | 1978 | N/A |  | NA | NA | NA
21518 | 256 E/VH RD | No | No | NA | UNK-NOLG | NO | #VALUE! | PLB | UNK-NOLG | #VALUE! | 1978 | NON-LEAD | FVAO | historical reports | SF | No | UNK | UNK | 1978 | N/A |  | NA | NA | NA
21516 | 258 E/VH RD | No | No | NA | UNK-NOLG | NO | #VALUE! | ALB | UNK-NOLG | #VALUE! | 2001 | NON-LEAD | FVAO | historical reports | NONRES | No | UNK | UNK | 2001 | N/A |  | NA | NA | NA
21517 | 260 E/VH RD | No | No | NA | UNK-NOLG | NO | #VALUE! | PLB | UNK-NOLG | #VALUE! | PLB | NON-LEAD | FVAO | historical reports | NONRES | No | UNK | UNK | #N/A | N/A |  | NA | NA | NA
21506 | 282 E/VH RD | No | No | NA | UNK-NOLG | NO | #VALUE! | PLB | UNK-NOLG | #VALUE! | PLB | NON-LEAD | FVAO | historical reports | NONRES | No | UNK | UNK | #N/A | N/A |  | NA | NA | NA
21677 | 314 E/VH RD | No | No | NA | UNK-NOLG | NO | #VALUE! | PLB | UNK-NOLG | #VALUE! | 1940 | NON-LEAD | FVAO | historical reports | SF | No | UNK | UNK | 1940 | N/A |  | NA | NA | NA
21040 | 320 E/VH RD | No | No | NA | UNK-NOLG | NO | #VALUE! | PLB | UNK-NOLG | #VALUE! | 1935 | NON-LEAD | FVAO | historical reports | SF | No | UNK | UNK | 1935 | N/A |  | NA | NA | NA
21041 | 326 E/VH RD | No | No | NA | UNK-NOLG | NO | #VALUE! | PLB | UNK-NOLG | #VALUE! | 1930 | NON-LEAD | FVAO | historical reports | SF | No | UNK | UNK | 1930 | N/A |  | NA | NA | NA
21042 | 332 E/VH RD | No | No | NA | UNK-NOLG | NO | #VALUE! | PLB | UNK-NOLG | #VALUE! | 1950 | NON-LEAD | FVAO | historical reports | SF | No | UNK | UNK | 1950 | N/A |  | NA | NA | NA
21055 | 338 E/VH RD | No | No | NA | UNK-NOLG | NO | #VALUE! | PLB | UNK-NOLG | #VALUE! | 1948 | NON-LEAD | FVAO | historical reports | SF | No | UNK | UNK | 1948 | N/A |  | NA | NA | NA
21005 | 342 E/VH RD | No | No | NA | UNK-NOLG | NO | #VALUE! | PLB | UNK-NOLG | #VALUE! | 1960 | NON-LEAD | FVAO | historical reports | SF | No | UNK | UNK | 1960 | N/A |  | NA | NA | NA
21147 | 346 E/VH RD | No | No | NA | UNK-NOLG | NO | #VALUE! | PLB | UNK-NOLG | #VALUE! | 1935 | NON-LEAD | FVAO | historical reports | SF | No | UNK | UNK | 1935 | N/A |  | NA | NA | NA
60145 | 392 E/VH RD | No | No | NA | UNK-NOLG | NO | #VALUE! | PLB | UNK-NOLG | #VALUE! | 1950 | NON-LEAD | FVAO | historical reports | SF | No | UNK | UNK | 1950 | N/A |  | NA | NA | NA
60142 | 398 E/VH RD | No | No | NA | UNK-NOLG | NO | #VALUE! | PLB | UNK-NOLG | #VALUE! | 1975 | NON-LEAD | FVAO | historical reports | SF | No | UNK | UNK | 1975 | N/A |  | NA | NA | NA
60141 | 400 E/VH RD | No | No | NA | UNK-NOLG | NO | #VALUE! | PLB | UNK-NOLG | #VALUE! | 1870 | NON-LEAD | FVAO | historical reports | SF | No | UNK | UNK | 1870 | N/A |  | NA | NA | NA
12502 | 433 E/VH RD | No | No | NA | UNK-NOLG | NO | #VALUE! | ALB | UNK-NOLG | #VALUE! | 2001 | NON-LEAD | FVAO | historical reports | SF | No | UNK | UNK | 2001 | N/A |  | NA | NA | NA
12500 | 440 E/VH RD | No | No | NA | UNK-NOLG | NO | #VALUE! | ALB | UNK-NOLG | #VALUE! | 2012 | NON-LEAD | FVAO | historical reports | SF | No | UNK | UNK | 2012 | N/A |  | NA | NA | NA
12501 | 450 E/VH RD | No | No | NA | UNK-NOLG | NO | #VALUE! | ALB | UNK-NOLG | #VALUE! | 1988 | NON-LEAD | FVAO | historical reports | NONRES | No | UNK | UNK | 1988 | A |  | NA | NA | NA
60100 | 459 E/VH RD | No | No | NA | UNK-NOLG | NO | #VALUE! | PLB | UNK-NOLG | #VALUE! | PLB | NON-LEAD | FVAO | historical reports | SF | No | UNK | UNK | 0 | N/A |  | NA | NA | NA
60510 | 459 E/VH RD | No | No | NA | UNK-NOLG | NO | #VALUE! | PLB | UNK-NOLG | #VALUE! | PLB | NON-LEAD | FVAO | historical reports | SF | No | UNK | UNK | #N/A | N/A |  | NA | NA | NA
60079 | 463 E/VH RD | No | No | NA | UNK-NOLG | NO | #VALUE! | PLB | UNK-NOLG | #VALUE! | 1935 | NON-LEAD | FVAO | historical reports | SF | No | UNK | UNK | 1935 | N/A |  | NA | NA | NA
60078 | 467 E/VH RD | No | No | NA | UNK-NOLG | NO | #VALUE! | PLB | UNK-NOLG | #VALUE! | 1978 | NON-LEAD | FVAO | historical reports | SF | No | UNK | UNK | 1978 | N/A |  | NA | NA | NA
60058 | 471 E/VH RD | No | No | NA | UNK-NOLG | NO | #VALUE! | PLB | UNK-NOLG | #VALUE! | 1945 | NON-LEAD | FVAO | historical reports | SF | No | UNK | UNK | 1945 | N/A |  | NA | NA | NA
60057 | 475 E/VH RD | No | No | NA | UNK-NOLG | NO | #VALUE! | PLB | UNK-NOLG | #VALUE! | 1966 | NON-LEAD | FVAO | historical reports | SF | No | UNK | UNK | 1966 | N/A |  | NA | NA | NA
60033 | 479 E/VH RD | No | No | NA | UNK-NOLG | NO | #VALUE! | PLB | UNK-NOLG | #VALUE! | 1960 | NON-LEAD | FVAO | historical reports | SF | No | UNK | UNK | 1960 | N/A |  | NA | NA | NA
58242 | 502 E/VH RD | No | No | NA | UNK-NOLG | NO | #VALUE! | PLB | UNK-NOLG | #VALUE! | 1983 | NON-LEAD | FVAO | historical reports | SF | No | UNK | UNK | 1983 | N/A |  | NA | NA | NA
58241 | 510 E/VH RD | No | No | NA | UNK-NOLG | NO | #VALUE! | PLB | UNK-NOLG | #VALUE! | 1952 | NON-LEAD | FVAO | historical reports | SF | No | UNK | UNK | 1952 | N/A |  | NA | NA | NA
58201 | 524 E/VH RD | No | No | NA | UNK-NOLG | NO | #VALUE! | PLB | UNK-NOLG | #VALUE! | 1970 | NON-LEAD | FVAO | historical reports | SF | No | UNK | UNK | 1970 | N/A |  | NA | NA | NA
58031 | 525 E/VH RD | No | No | NA | UNK-NOLG | NO | #VALUE! | PLB | UNK-NOLG | #VALUE! | 1973 | NON-LEAD | FVAO | historical reports | SF | No | UNK | UNK | 1973 | N/A |  | NA | NA | NA
58016 | 529 E/VH RD | No | No | NA | UNK-NOLG | NO | #VALUE! | PLB | UNK-NOLG | #VALUE! | 1982 | NON-LEAD | FVAO | historical reports | SF | No | UNK | UNK | 1982 | N/A |  | NA | NA | NA
58017 | 531 E/VH RD | No | No | NA | UNK-NOLG | NO | #VALUE! | PLB | UNK-NOLG | #VALUE! | 1963 | NON-LEAD | FVAO | historical reports | SF | No | UNK | UNK | 1963 | N/A |  | NA | NA | NA
58006 | 535 E/VH RD | No | No | NA | UNK-NOLG | NO | #VALUE! | ALB | UNK-NOLG | #VALUE! | 1987 | NON-LEAD | FVAO | historical reports | SF | No | UNK | UNK | 1987 | N/A |  | NA | NA | NA
58195 | 538 E/VH RD | No | No | NA | UNK-NOLG | NO | #VALUE! | PLB | UNK-NOLG | #VALUE! | 1970 | NON-LEAD | FVAO | historical reports | SF | No | UNK | UNK | 1970 | N/A |  | NA | NA | NA
58003 | 541 E/VH RD | No | No | NA | UNK-NOLG | NO | #VALUE! | ALB | UNK-NOLG | #VALUE! | 1986 | NON-LEAD | FVAO | historical reports | SF | No | UNK | UNK | 1986 | N/A |  | NA | NA | NA
58001 | 557 E/VH RD | No | No | NA | UNK-NOLG | NO | #VALUE! | ALB | UNK-NOLG | #VALUE! | 1996 | NON-LEAD | FVAO | historical reports | SF | No | UNK | UNK | 1996 | N/A |  | NA | NA | NA
57249 | 567 E/VH RD | No | No | NA | UNK-NOLG | NO | #VALUE! | ALB | UNK-NOLG | #VALUE! | 2020 | NON-LEAD | FVAO | historical reports | SF | No | UNK | UNK | 2020 | N/A |  | NA | NA | NA
57248 | 571 E/VH RD | No | No | NA | UNK-NOLG | NO | #VALUE! | PLB | UNK-NOLG | #VALUE! | 1973 | NON-LEAD | FVAO | historical reports | SF | No | UNK | UNK | 1973 | N/A |  | NA | NA | NA
58105 | 572 E/VH RD | No | No | NA | UNK-NOLG | NO | #VALUE! | PLB | UNK-NOLG | #VALUE! | 1975 | NON-LEAD | FVAO | historical reports | SF | No | UNK | UNK | 1975 | N/A |  | NA | NA | NA
57167 | 585 E/VH RD | No | No | NA | UNK-NOLG | NO | #VALUE! | ALB | UNK-NOLG | #VALUE! | 2015 | NON-LEAD | FVAO | historical reports | SF | No | UNK | UNK | 2015 | N/A |  | NA | NA | NA
57215 | 585 E/VH RD | No | No | NA | UNK-NOLG | NO | #VALUE! | ALB | UNK-NOLG | #VALUE! | 2015 | NON-LEAD | FVAO | historical reports | SF | No | UNK | UNK | 2015 | N/A |  | NA | NA | NA
57501 | 599 E/VH RD | No | No | NA | UNK-NOLG | NO | #VALUE! | ALB | UNK-NOLG | #VALUE! | 2016 | NON-LEAD | FVAO | historical reports | SF | No | UNK | UNK | 2016 | N/A |  | NA | NA | NA
57142 | 629 E/VH RD | No | No | NA | UNK-NOLG | NO | #VALUE! | PLB | UNK-NOLG | #VALUE! | 1975 | NON-LEAD | FVAO | historical reports | SF | No | UNK | UNK | 1975 | N/A |  | NA | NA | NA
7900 | 794 E/VH RD | No | No | NA | UNK-NOLG | NO | #VALUE! | PLB | UNK-NOLG | #VALUE! | 1968 | NON-LEAD | FVAO | historical reports | SF | No | UNK | UNK | 1968 | N/A |  | NA | NA | NA
7902 | 796 E/VH RD | No | No | NA | UNK-NOLG | NO | #VALUE! | PLB | UNK-NOLG | #VALUE! | 1978 | NON-LEAD | FVAO | historical reports | SF | No | UNK | UNK | 1978 | N/A |  | NA | NA | NA
7901 | 800 E/VH RD | No | No | NA | UNK-NOLG | NO | #VALUE! | PLB | UNK-NOLG | #VALUE! | 1955 | NON-LEAD | FVAO | historical reports | SF | No | UNK | UNK | 1955 | N/A |  | NA | NA | NA
21757 | E/VH RD | No | No | NA | UNK-NOLG | NO | #VALUE! | PLB | UNK-NOLG | #VALUE! | PLB | NON-LEAD | FVAO | historical reports | NONRES | No | UNK | UNK | #N/A | N/A |  | NA | NA | NA
21503 | 225A E/VH RD | No | No | NA | UNK-NOLG | NO | #VALUE! | ALB | UNK-NOLG | #VALUE! | 1998 | NON-LEAD | FVAO | historical reports | SF | No | UNK | UNK | 1998 | N/A |  | NA | NA | NA
21761 | 236A E/VH RD | No | No | NA | UNK-NOLG | NO | #VALUE! | PLB | UNK-NOLG | #VALUE! | 1985 | NON-LEAD | FVAO | historical reports | NONRES | No | UNK | UNK | 1985 | N/A |  | NA | NA | NA
21501 | 249A E/VH RD | No | No | NA | UNK-NOLG | NO | #VALUE! | PLB | UNK-NOLG | #VALUE! | 1985 | NON-LEAD | FVAO | historical reports | SF | No | UNK | UNK | 1985 | N/A |  | NA | NA | NA
21500 | 249B E/VH RD | No | No | NA | UNK-NOLG | NO | #VALUE! | PLB | UNK-NOLG | #VALUE! | 1985 | NON-LEAD | FVAO | historical reports | SF | No | UNK | UNK | 1985 | N/A |  | NA | NA | NA
21502 | 249C E/VH RD | No | No | NA | UNK-NOLG | NO | #VALUE! | PLB | UNK-NOLG | #VALUE! | 1985 | NON-LEAD | FVAO | historical reports | SF | No | UNK | UNK | 1985 | N/A |  | NA | NA | NA
21568 | 378A E/VH RD | No | No | NA | UNK-NOLG | NO | #VALUE! | PLB | UNK-NOLG | #VALUE! | 1946 | NON-LEAD | FVAO | historical reports | SF | No | UNK | UNK | 1946 | N/A |  | NA | NA | NA
60519 | 433A E/VH RD | No | No | NA | UNK-NOLG | NO | #VALUE! | PLB | UNK-NOLG | #VALUE! | 1970 | NON-LEAD | FVAO | historical reports | SF | No | UNK | UNK | 1970 | N/A |  | NA | NA | NA
58502 | 541A E/VH RD | No | No | NA | UNK-NOLG | NO | #VALUE! | ALB | UNK-NOLG | #VALUE! | 1986 | NON-LEAD | FVAO | historical reports | SF | No | UNK | UNK | 1986 | N/A |  | NA | NA | NA
12503 | 440A E/VH RD (GARAGE APT) | No | No | NA | UNK-NOLG | NO | #VALUE! | ALB | UNK-NOLG | #VALUE! | 2012 | NON-LEAD | FVAO | historical reports | SF | No | UNK | UNK | 2012 | N/A |  | NA | NA | NA
7091 | 1 EAGLE'S NEST | No | No | NA | UNK-NOLG | NO | #VALUE! | PLB | UNK-NOLG | #VALUE! | 1985 | NON-LEAD | FVAO | historical reports | SF | No | UNK | UNK | 1985 | N/A |  | NA | NA | NA
7080 | 2 EAGLE'S NEST | No | No | NA | UNK-NOLG | NO | #VALUE! | PLB | UNK-NOLG | #VALUE! | 1930 | NON-LEAD | FVAO | historical reports | SF | No | UNK | UNK | 1930 | N/A |  | NA | NA | NA
7090 | 3 EAGLE'S NEST | No | No | NA | UNK-NOLG | NO | #VALUE! | PLB | UNK-NOLG | #VALUE! | 1973 | NON-LEAD | FVAO | historical reports | SF | No | UNK | UNK | 1973 | N/A |  | NA | NA | NA
7082 | 4 EAGLE'S NEST | No | No | NA | UNK-NOLG | NO | #VALUE! | PLB | UNK-NOLG | #VALUE! | 1900 | NON-LEAD | FVAO | historical reports | SF | No | UNK | UNK | 1900 | N/A |  | NA | NA | NA
7089 | 5 EAGLE'S NEST | No | No | NA | UNK-NOLG | NO | #VALUE! | PLB | UNK-NOLG | #VALUE! | ALB | NON-LEAD | FVAO | historical reports | SF | No | UNK | UNK | #N/A | N/A |  | NA | NA | NA
7084 | 6 EAGLE'S NEST | No | No | NA | UNK-NOLG | NO | #VALUE! | ALB | UNK-NOLG | #VALUE! | 2017 | NON-LEAD | FVAO | historical reports | SF | No | UNK | UNK | 2017 | N/A |  | NA | NA | NA
7088 | 7 EAGLE'S NEST | No | No | NA | UNK-NOLG | NO | #VALUE! | ALB | UNK-NOLG | #VALUE! | 2008 | NON-LEAD | FVAO | historical reports | SF | No | UNK | UNK | 2008 | N/A |  | NA | NA | NA
7086 | 8 EAGLE'S NEST | No | No | NA | UNK-NOLG | NO | #VALUE! | ALB | UNK-NOLG | #VALUE! | 1998 | NON-LEAD | FVAO | historical reports | SF | No | UNK | UNK | 1998 | N/A |  | NA | NA | NA
7087 | 9 EAGLE'S NEST | No | No | NA | UNK-NOLG | NO | #VALUE! | PLB | UNK-NOLG | #VALUE! | 1975 | NON-LEAD | FVAO | historical reports | SF | No | UNK | UNK | 1975 | N/A |  | NA | NA | NA
10008 | 10 EAGLE'S NEST | No | No | NA | UNK-NOLG | NO | #VALUE! | ALB | UNK-NOLG | #VALUE! | 1998 | NON-LEAD | FVAO | historical reports | SF | No | UNK | UNK | 1998 | N/A |  | NA | NA | NA
10009 | 11 EAGLE'S NEST | No | No | NA | UNK-NOLG | NO | #VALUE! | ALB | UNK-NOLG | #VALUE! | 1996 | NON-LEAD | FVAO | historical reports | SF | No | UNK | UNK | 1996 | N/A |  | NA | NA | NA
10012 | 12 EAGLE'S NEST | No | No | NA | UNK-NOLG | NO | #VALUE! | PLB | UNK-NOLG | #VALUE! | 1970 | NON-LEAD | FVAO | historical reports | SF | No | UNK | UNK | 1970 | N/A |  | NA | NA | NA
10010 | 13 EAGLE'S NEST | No | No | NA | UNK-NOLG | NO | #VALUE! | ALB | UNK-NOLG | #VALUE! | 1993 | NON-LEAD | FVAO | historical reports | SF | No | UNK | UNK | 1993 | N/A |  | NA | NA | NA
7085 | 20 EAGLE'S NEST | No | No | NA | UNK-NOLG | NO | #VALUE! | PLB | UNK-NOLG | #VALUE! | 1980 | NON-LEAD | FVAO | historical reports | SF | No | UNK | UNK | 1980 | N/A |  | NA | NA | NA
57407 | 8 EARL AVE | No | No | NA | UNK-NOLG | NO | #VALUE! | PLB | UNK-NOLG | #VALUE! | 1957 | NON-LEAD | FVAO | historical reports | SF | No | UNK | UNK | 1957 | N/A |  | NA | NA | NA
57409 | 11 EARL AVE | No | No | NA | UNK-NOLG | NO | #VALUE! | PLB | UNK-NOLG | #VALUE! | 1940 | NON-LEAD | FVAO | historical reports | SF | No | UNK | UNK | 1940 | N/A |  | NA | NA | NA
57406 | 12 EARL AVE | No | No | NA | UNK-NOLG | NO | #VALUE! | PLB | UNK-NOLG | #VALUE! | 1935 | NON-LEAD | FVAO | historical reports | SF | No | UNK | UNK | 1935 | N/A |  | NA | NA | NA
59040 | 19 EARL AVE | No | No | NA | UNK-NOLG | NO | #VALUE! | PLB | UNK-NOLG | #VALUE! | 1935 | NON-LEAD | FVAO | historical reports | SF | No | UNK | UNK | 1935 | N/A |  | NA | NA | NA
63556 | 4 EASY ST | No | No | NA | UNK-NOLG | NO | #VALUE! | ALB | UNK-NOLG | #VALUE! | 1986 | NON-LEAD | FVAO | historical reports | SF | No | UNK | UNK | 1986 | N/A |  | NA | NA | NA
45128 | 4 EDGARTOWN BAY RD | No | No | NA | UNK-NOLG | NO | #VALUE! | PLB | UNK-NOLG | #VALUE! | 1968 | NON-LEAD | FVAO | historical reports | SF | No | UNK | UNK | 1968 | N/A |  | NA | NA | NA
46001 | 11 EDGARTOWN BAY RD | No | No | NA | UNK-NOLG | NO | #VALUE! | PLB | UNK-NOLG | #VALUE! | 1980 | NON-LEAD | FVAO | historical reports | SF | No | UNK | UNK | 1980 | N/A |  | NA | NA | NA
46005 | 23 EDGARTOWN BAY RD | No | No | NA | UNK-NOLG | NO | #VALUE! | PLB | UNK-NOLG | #VALUE! | 1960 | NON-LEAD | FVAO | historical reports | SF | No | UNK | UNK | 1960 | N/A |  | NA | NA | NA
46013 | 44 EDGARTOWN BAY RD | No | No | NA | UNK-NOLG | NO | #VALUE! | PLB | UNK-NOLG | #VALUE! | 1938 | NON-LEAD | FVAO | historical reports | SF | No | UNK | UNK | 1938 | N/A |  | NA | NA | NA
46038 | 50 EDGARTOWN BAY RD | No | No | NA | UNK-NOLG | NO | #VALUE! | PLB | UNK-NOLG | #VALUE! | 1974 | NON-LEAD | FVAO | historical reports | SF | No | UNK | UNK | 1974 | N/A |  | NA | NA | NA
46048 | 61 EDGARTOWN BAY RD | No | No | NA | UNK-NOLG | NO | #VALUE! | PLB | UNK-NOLG | #VALUE! | ALB | NON-LEAD | FVAO | historical reports | SF | No | UNK | UNK | 0 | N/A |  | NA | NA | NA
46501 | 64 EDGARTOWN BAY RD | No | No | NA | UNK-NOLG | NO | #VALUE! | PLB | UNK-NOLG | #VALUE! | 1976 | NON-LEAD | FVAO | historical reports | SF | No | UNK | UNK | 1976 | N/A |  | NA | NA | NA
46049 | 65 EDGARTOWN BAY RD | No | No | NA | UNK-NOLG | NO | #VALUE! | PLB | UNK-NOLG | #VALUE! | 1948 | NON-LEAD | FVAO | historical reports | SF | No | UNK | UNK | 1948 | N/A |  | NA | NA | NA
46053 | 75 EDGARTOWN BAY RD | No | No | NA | UNK-NOLG | NO | #VALUE! | PLB | UNK-NOLG | #VALUE! | 1945 | NON-LEAD | FVAO | historical reports | SF | No | UNK | UNK | 1945 | N/A |  | NA | NA | NA
46041 | 76 EDGARTOWN BAY RD | No | No | NA | UNK-NOLG | NO | #VALUE! | PLB | UNK-NOLG | #VALUE! | 1930 | NON-LEAD | FVAO | historical reports | SF | No | UNK | UNK | 1930 | N/A |  | NA | NA | NA
46055 | 77 EDGARTOWN BAY RD | No | No | NA | UNK-NOLG | NO | #VALUE! | PLB | UNK-NOLG | #VALUE! | 1948 | NON-LEAD | FVAO | historical reports | SF | No | UNK | UNK | 1948 | N/A |  | NA | NA | NA
46042 | 80 EDGARTOWN BAY RD | No | No | NA | UNK-NOLG | NO | #VALUE! | PLB | UNK-NOLG | #VALUE! | 1950 | NON-LEAD | FVAO | historical reports | SF | No | UNK | UNK | 1950 | N/A |  | NA | NA | NA
51038 | 85 EDGARTOWN BAY RD | No | No | NA | UNK-NOLG | NO | #VALUE! | PLB | UNK-NOLG | #VALUE! | 1974 | NON-LEAD | FVAO | historical reports | SF | No | UNK | UNK | 1974 | N/A |  | NA | NA | NA
51036 | 88 EDGARTOWN BAY RD | No | No | NA | UNK-NOLG | NO | #VALUE! | PLB | UNK-NOLG | #VALUE! | 1973 | NON-LEAD | FVAO | historical reports | SF | No | UNK | UNK | 1973 | N/A |  | NA | NA | NA
51526 | 90 EDGARTOWN BAY RD | No | No | NA | UNK-NOLG | NO | #VALUE! | PLB | UNK-NOLG | #VALUE! | 1972 | NON-LEAD | FVAO | historical reports | SF | No | UNK | UNK | 1972 | N/A |  | NA | NA | NA
51032 | 90 EDGARTOWN BAY RD | No | No | NA | UNK-NOLG | NO | #VALUE! | PLB | UNK-NOLG | #VALUE! | 1972 | NON-LEAD | FVAO | historical reports | SF | No | UNK | UNK | 1972 | N/A |  | NA | NA | NA
51040 | 91 EDGARTOWN BAY RD | No | No | NA | UNK-NOLG | NO | #VALUE! | PLB | UNK-NOLG | #VALUE! | 1935 | NON-LEAD | FVAO | historical reports | SF | No | UNK | UNK | 1935 | N/A |  | NA | NA | NA
51031 | 92 EDGARTOWN BAY RD | No | No | NA | UNK-NOLG | NO | #VALUE! | PLB | UNK-NOLG | #VALUE! | 1973 | NON-LEAD | FVAO | historical reports | SF | No | UNK | UNK | 1973 | N/A |  | NA | NA | NA
51041 | 93 EDGARTOWN BAY RD | No | No | NA | UNK-NOLG | NO | #VALUE! | PLB | UNK-NOLG | #VALUE! | 1930 | NON-LEAD | FVAO | historical reports | SF | No | UNK | UNK | 1930 | N/A |  | NA | NA | NA
51026 | 94 EDGARTOWN BAY RD | No | No | NA | UNK-NOLG | NO | #VALUE! | ALB | UNK-NOLG | #VALUE! | 1999 | NON-LEAD | FVAO | historical reports | SF | No | UNK | UNK | 1999 | N/A |  | NA | NA | NA
51042 | 95 EDGARTOWN BAY RD | No | No | NA | UNK-NOLG | NO | #VALUE! | PLB | UNK-NOLG | #VALUE! | 1950 | NON-LEAD | FVAO | historical reports | SF | No | UNK | UNK | 1950 | N/A |  | NA | NA | NA
51027 | 96 EDGARTOWN BAY RD | No | No | NA | UNK-NOLG | NO | #VALUE! | PLB | UNK-NOLG | #VALUE! | 1975 | NON-LEAD | FVAO | historical reports | SF | No | UNK | UNK | 1975 | N/A |  | NA | NA | NA
51043 | 97 EDGARTOWN BAY RD | No | No | NA | UNK-NOLG | NO | #VALUE! | ALB | UNK-NOLG | #VALUE! | 2015 | NON-LEAD | FVAO | historical reports | SF | No | UNK | UNK | 2015 | N/A |  | NA | NA | NA
51028 | 98 EDGARTOWN BAY RD | No | No | NA | UNK-NOLG | NO | #VALUE! | PLB | UNK-NOLG | #VALUE! | 2007 | NON-LEAD | FVAO | historical reports | SF | No | UNK | UNK | 2007 | N/A |  | NA | NA | NA
51023 | 100 EDGARTOWN BAY RD | No | No | NA | UNK-NOLG | NO | #VALUE! | ALB | UNK-NOLG | #VALUE! | 2001 | NON-LEAD | FVAO | historical reports | SF | No | UNK | UNK | 2001 | N/A |  | NA | NA | NA
51044 | 101 EDGARTOWN BAY RD | No | No | NA | UNK-NOLG | NO | #VALUE! | PLB | UNK-NOLG | #VALUE! | 1950 | NON-LEAD | FVAO | historical reports | SF | No | UNK | UNK | 1950 | N/A |  | NA | NA | NA
51024 | 102 EDGARTOWN BAY RD | No | No | NA | UNK-NOLG | NO | #VALUE! | PLB | UNK-NOLG | #VALUE! | 1965 | NON-LEAD | FVAO | historical reports | SF | No | UNK | UNK | 1965 | N/A |  | NA | NA | NA
51045 | 103 EDGARTOWN BAY RD | No | No | NA | UNK-NOLG | NO | #VALUE! | PLB | UNK-NOLG | #VALUE! | 1950 | NON-LEAD | FVAO | historical reports | SF | No | UNK | UNK | 1950 | N/A |  | NA | NA | NA
51050 | 105 EDGARTOWN BAY RD | No | No | NA | UNK-NOLG | NO | #VALUE! | PLB | UNK-NOLG | #VALUE! | 1950 | NON-LEAD | FVAO | historical reports | SF | No | UNK | UNK | 1950 | N/A |  | NA | NA | NA
51017 | 106 EDGARTOWN BAY RD | No | No | NA | UNK-NOLG | NO | #VALUE! | PLB | UNK-NOLG | #VALUE! | 1963 | NON-LEAD | FVAO | historical reports | SF | No | UNK | UNK | 1963 | N/A |  | NA | NA | NA
51046 | 107 EDGARTOWN BAY RD | No | No | NA | UNK-NOLG | NO | #VALUE! | PLB | UNK-NOLG | #VALUE! | 1978 | NON-LEAD | FVAO | historical reports | SF | No | UNK | UNK | 1978 | N/A |  | NA | NA | NA
51016 | 108 EDGARTOWN BAY RD | No | No | NA | UNK-NOLG | NO | #VALUE! | PLB | UNK-NOLG | #VALUE! | 1982 | NON-LEAD | FVAO | historical reports | SF | No | UNK | UNK | 1982 | N/A |  | NA | NA | NA
51051 | 241A EDGARTOWN BAY RD | No | No | NA | UNK-NOLG | NO | #VALUE! | PLB | UNK-NOLG | #VALUE! | 1943 | NON-LEAD | FVAO | historical reports | SF | No | UNK | UNK | 1943 | N/A |  | NA | NA | NA
45564 | 4A EDGARTOWN BAY RD | No | No | NA | UNK-NOLG | NO | #VALUE! | PLB | UNK-NOLG | #VALUE! | 1968 | NON-LEAD | FVAO | historical reports | SF | No | UNK | UNK | 1968 | N/A |  | NA | NA | NA
22728 | 40A EDGARTOWN MEADOW | No | No | NA | UNK-NOLG | NO | #VALUE! | PLB | UNK-NOLG | #VALUE! | 1940 | NON-LEAD | FVAO | historical reports | SF | No | UNK | UNK | 1940 | N/A |  | NA | NA | NA
22040 | 61 EDGARTOWN MEADOW RD | No | No | NA | UNK-NOLG | NO | #VALUE! | PLB | UNK-NOLG | #VALUE! | 1935 | NON-LEAD | FVAO | historical reports | SF | No | UNK | UNK | 1935 | N/A |  | NA | NA | NA
22731 | 11A EDGARTOWN MEADOWS | No | No | NA | UNK-NOLG | NO | #VALUE! | PLB | UNK-NOLG | #VALUE! | 1980 | NON-LEAD | FVAO | historical reports | SF | No | UNK | UNK | 1980 | N/A |  | NA | NA | NA
22030 | 11 EDGARTOWN MEADOWS RD | No | No | NA | UNK-NOLG | NO | #VALUE! | PLB | UNK-NOLG | #VALUE! | 1980 | NON-LEAD | FVAO | historical reports | SF | No | UNK | UNK | 1980 | N/A |  | NA | NA | NA
22026 | 16 EDGARTOWN MEADOWS RD | No | No | NA | UNK-NOLG | NO | #VALUE! | ALB | UNK-NOLG | #VALUE! | 1999 | NON-LEAD | FVAO | historical reports | SF | No | UNK | UNK | 1999 | N/A |  | NA | NA | NA
22033 | 27 EDGARTOWN MEADOWS RD | No | No | NA | UNK-NOLG | NO | #VALUE! | PLB | UNK-NOLG | #VALUE! | 1960 | NON-LEAD | FVAO | historical reports | SF | No | UNK | UNK | 1960 | N/A |  | NA | NA | NA
22034 | 31 EDGARTOWN MEADOWS RD | No | No | NA | UNK-NOLG | NO | #VALUE! | PLB | UNK-NOLG | #VALUE! | 1972 | NON-LEAD | FVAO | historical reports | SF | No | UNK | UNK | 1972 | N/A |  | NA | NA | NA
22022 | 32 EDGARTOWN MEADOWS RD | No | No | NA | UNK-NOLG | NO | #VALUE! | PLB | UNK-NOLG | #VALUE! | 1970 | NON-LEAD | FVAO | historical reports | SF | No | UNK | UNK | 1970 | N/A |  | NA | NA | NA
22035 | 37 EDGARTOWN MEADOWS RD | No | No | NA | UNK-NOLG | NO | #VALUE! | ALB | UNK-NOLG | #VALUE! | 1997 | NON-LEAD | FVAO | historical reports | SF | No | UNK | UNK | 1997 | N/A |  | NA | NA | NA
22020 | 40 EDGARTOWN MEADOWS RD | No | No | NA | UNK-NOLG | NO | #VALUE! | PLB | UNK-NOLG | #VALUE! | 1940 | NON-LEAD | FVAO | historical reports | SF | No | UNK | UNK | 1940 | N/A |  | NA | NA | NA
22036 | 41 EDGARTOWN MEADOWS RD | No | No | NA | UNK-NOLG | NO | #VALUE! | PLB | UNK-NOLG | #VALUE! | 1973 | NON-LEAD | FVAO | historical reports | SF | No | UNK | UNK | 1973 | N/A |  | NA | NA | NA
22037 | 47 EDGARTOWN MEADOWS RD | No | No | NA | UNK-NOLG | NO | #VALUE! | PLB | UNK-NOLG | #VALUE! | 1985 | NON-LEAD | FVAO | historical reports | SF | No | UNK | UNK | 1985 | N/A |  | NA | NA | NA
22018 | 50 EDGARTOWN MEADOWS RD | No | No | NA | UNK-NOLG | NO | #VALUE! | ALB | UNK-NOLG | #VALUE! | 2005 | NON-LEAD | FVAO | historical reports | SF | No | UNK | UNK | 2005 | N/A |  | NA | NA | NA
22039 | 57 EDGARTOWN MEADOWS RD | No | No | NA | UNK-NOLG | NO | #VALUE! | PLB | UNK-NOLG | #VALUE! | 1985 | NON-LEAD | FVAO | historical reports | SF | No | UNK | UNK | 1985 | N/A |  | NA | NA | NA
22726 | 16A EDGARTOWN MEADOWS RD | No | No | NA | UNK-NOLG | NO | #VALUE! | ALB | UNK-NOLG | #VALUE! | 1999 | NON-LEAD | FVAO | historical reports | SF | No | UNK | UNK | 1999 | N/A |  | NA | NA | NA
22142 | 41A EDGARTOWN MEADOWS RD | No | No | NA | UNK-NOLG | NO | #VALUE! | PLB | UNK-NOLG | #VALUE! | 1973 | NON-LEAD | FVAO | historical reports | SF | No | UNK | UNK | 1973 | N/A |  | NA | NA | NA
22141 | 47A EDGARTOWN MEADOWS RD | No | No | NA | UNK-NOLG | NO | #VALUE! | PLB | UNK-NOLG | #VALUE! | 1985 | NON-LEAD | FVAO | historical reports | SF | No | UNK | UNK | 1985 | N/A |  | NA | NA | NA
11078 | 50 EDGEWOOD DR | No | No | NA | UNK-NOLG | NO | #VALUE! | PLB | UNK-NOLG | #VALUE! | 1920 | NON-LEAD | FVAO | historical reports | SF | No | UNK | UNK | 1920 | N/A |  | NA | NA | NA
63002 | 31 EEL POND LN | No | No | NA | UNK-NOLG | NO | #VALUE! | ALB | UNK-NOLG | #VALUE! | 2019 | NON-LEAD | FVAO | historical reports | SF | No | UNK | UNK | 2019 | N/A |  | NA | NA | NA
63530 | 31A EEL POND LN | No | No | NA | UNK-NOLG | NO | #VALUE! | ALB | UNK-NOLG | #VALUE! | 2019 | NON-LEAD | FVAO | historical reports | SF | No | UNK | UNK | 2019 | N/A |  | NA | NA | NA
57383 | 1 EIGHTEENTH ST S | No | No | NA | UNK-NOLG | NO | #VALUE! | ALB | UNK-NOLG | #VALUE! | 1997 | NON-LEAD | FVAO | historical reports | SF | No | UNK | UNK | 1997 | N/A |  | NA | NA | NA
57380 | 20 EIGHTEENTH ST S | No | No | NA | UNK-NOLG | NO | #VALUE! | PLB | UNK-NOLG | #VALUE! | 1982 | NON-LEAD | FVAO | historical reports | SF | No | UNK | UNK | 1982 | N/A |  | NA | NA | NA
57473 | 22 EIGHTEENTH ST S | No | No | NA | UNK-NOLG | NO | #VALUE! | PLB | UNK-NOLG | #VALUE! | 1972 | NON-LEAD | FVAO | historical reports | SF | No | UNK | UNK | 1972 | N/A |  | NA | NA | NA
58069 | 31 EIGHTEENTH ST S | No | No | NA | UNK-NOLG | NO | #VALUE! | ALB | UNK-NOLG | #VALUE! | 1995 | NON-LEAD | FVAO | historical reports | SF | No | UNK | UNK | 1995 | N/A |  | NA | NA | NA
57546 | 32 EIGHTEENTH ST S | No | No | NA | UNK-NOLG | NO | #VALUE! | ALB | UNK-NOLG | #VALUE! | 1986 | NON-LEAD | FVAO | historical reports | SF | No | UNK | UNK | 1986 | N/A |  | NA | NA | NA
58070 | 35 EIGHTEENTH ST S | No | No | NA | UNK-NOLG | NO | #VALUE! | PLB | UNK-NOLG | #VALUE! | 1981 | NON-LEAD | FVAO | historical reports | SF | No | UNK | UNK | 1981 | N/A |  | NA | NA | NA
58067 | 41 EIGHTEENTH ST S | No | No | NA | UNK-NOLG | NO | #VALUE! | PLB | UNK-NOLG | #VALUE! | 1935 | NON-LEAD | FVAO | historical reports | SF | No | UNK | UNK | 1935 | N/A |  | NA | NA | NA
58071 | 47 EIGHTEENTH ST S | No | No | NA | UNK-NOLG | NO | #VALUE! | PLB | UNK-NOLG | #VALUE! | 1981 | NON-LEAD | FVAO | historical reports | SF | No | UNK | UNK | 1981 | N/A |  | NA | NA | NA
58068 | 62 EIGHTEENTH ST S | No | No | NA | UNK-NOLG | NO | #VALUE! | PLB | UNK-NOLG | #VALUE! | PLB | NON-LEAD | FVAO | historical reports | SF | No | UNK | UNK | 0 | N/A |  | NA | NA | NA
11028 | 74 EIGHTEENTH ST S | No | No | NA | UNK-NOLG | NO | #VALUE! | PLB | UNK-NOLG | #VALUE! | 2007 | NON-LEAD | FVAO | historical reports | SF | No | UNK | UNK | 2007 | N/A |  | NA | NA | NA
11656 | 85 EIGHTEENTH ST S | No | No | NA | UNK-NOLG | NO | #VALUE! | ALB | UNK-NOLG | #VALUE! | 1996 | NON-LEAD | FVAO | historical reports | SF | No | UNK | UNK | 1996 | N/A |  | NA | NA | NA
57195 | 4 EIGHTH ST N | No | No | NA | UNK-NOLG | NO | #VALUE! | ALB | UNK-NOLG | #VALUE! | 2016 | NON-LEAD | FVAO | historical reports | SF | No | UNK | UNK | 2016 | N/A |  | NA | NA | NA
57199 | 42 EIGHTH ST N | No | No | NA | UNK-NOLG | NO | #VALUE! | PLB | UNK-NOLG | #VALUE! | 1953 | NON-LEAD | FVAO | historical reports | SF | No | UNK | UNK | 1953 | N/A |  | NA | NA | NA
57210 | 63 EIGHTH ST N | No | No | NA | UNK-NOLG | NO | #VALUE! | ALB | UNK-NOLG | #VALUE! | 1988 | NON-LEAD | FVAO | historical reports | SF | No | UNK | UNK | 1988 | N/A |  | NA | NA | NA
58151 | 21 ELEVENTH ST S | No | No | NA | UNK-NOLG | NO | #VALUE! | ALB | UNK-NOLG | #VALUE! | 2008 | NON-LEAD | FVAO | historical reports | SF | No | UNK | UNK | 2008 | N/A |  | NA | NA | NA
58152 | 25 ELEVENTH ST S | No | No | NA | UNK-NOLG | NO | #VALUE! | ALB | UNK-NOLG | #VALUE! | 2005 | NON-LEAD | FVAO | historical reports | SF | No | UNK | UNK | 2005 | N/A |  | NA | NA | NA
58153 | 31 ELEVENTH ST S | No | No | NA | UNK-NOLG | NO | #VALUE! | ALB | UNK-NOLG | #VALUE! | 2001 | NON-LEAD | FVAO | historical reports | SF | No | UNK | UNK | 2001 | N/A |  | NA | NA | NA
58154 | 35 ELEVENTH ST S | No | No | NA | UNK-NOLG | NO | #VALUE! | ALB | UNK-NOLG | #VALUE! | 2005 | NON-LEAD | FVAO | historical reports | SF | No | UNK | UNK | 2005 | N/A |  | NA | NA | NA
58135 | 36 ELEVENTH ST S | No | No | NA | UNK-NOLG | NO | #VALUE! | ALB | UNK-NOLG | #VALUE! | 2010 | NON-LEAD | FVAO | historical reports | SF | No | UNK | UNK | 2010 | N/A |  | NA | NA | NA
58157 | 43 ELEVENTH ST S | No | No | NA | UNK-NOLG | NO | #VALUE! | ALB | UNK-NOLG | #VALUE! | 1990 | NON-LEAD | FVAO | historical reports | SF | No | UNK | UNK | 1990 | N/A |  | NA | NA | NA
58162 | 63 ELEVENTH ST S | No | No | NA | UNK-NOLG | NO | #VALUE! | ALB | UNK-NOLG | #VALUE! | 1999 | NON-LEAD | FVAO | historical reports | SF | No | UNK | UNK | 1999 | N/A |  | NA | NA | NA
58596 | 4 ELMERS WAY | No | No | NA | UNK-NOLG | NO | #VALUE! | PLB | UNK-NOLG | #VALUE! | 1930 | NON-LEAD | FVAO | historical reports | SF | No | UNK | UNK | 1930 | N/A |  | NA | NA | NA
58196 | 6 ELMERS WAY | No | No | NA | UNK-NOLG | NO | #VALUE! | PLB | UNK-NOLG | #VALUE! | 1880 | NON-LEAD | FVAO | historical reports | SF | No | UNK | UNK | 1880 | N/A |  | NA | NA | NA
58198 | 7 ELMERS WAY | No | No | NA | UNK-NOLG | NO | #VALUE! | ALB | UNK-NOLG | #VALUE! | 1996 | NON-LEAD | FVAO | historical reports | SF | No | UNK | UNK | 1996 | N/A |  | NA | NA | NA
58663 | 8 ELMERS WAY | No | No | NA | UNK-NOLG | NO | #VALUE! | ALB | UNK-NOLG | #VALUE! | 2011 | NON-LEAD | FVAO | historical reports | SF | No | UNK | UNK | 2011 | N/A |  | NA | NA | NA
58664 | 8A ELMERS WAY | No | No | NA | UNK-NOLG | NO | #VALUE! | ALB | UNK-NOLG | #VALUE! | 2011 | NON-LEAD | FVAO | historical reports | SF | No | UNK | UNK | 2011 | N/A |  | NA | NA | NA
58643 | 26A ENGLISH OAK CIR | No | No | NA | UNK-NOLG | NO | #VALUE! | PLB | UNK-NOLG | #VALUE! | 1950 | NON-LEAD | FVAO | historical reports | SF | No | UNK | UNK | 1950 | N/A |  | NA | NA | NA
58642 | 26B ENGLISH OAK CIR | No | No | NA | UNK-NOLG | NO | #VALUE! | PLB | UNK-NOLG | #VALUE! | 1950 | NON-LEAD | FVAO | historical reports | SF | No | UNK | UNK | 1950 | N/A |  | NA | NA | NA
58641 | 26C ENGLISH OAK CIR | No | No | NA | UNK-NOLG | NO | #VALUE! | PLB | UNK-NOLG | #VALUE! | 1950 | NON-LEAD | FVAO | historical reports | SF | No | UNK | UNK | 1950 | N/A |  | NA | NA | NA
58640 | 28A ENGLISH OAK CIR | No | No | NA | UNK-NOLG | NO | #VALUE! | PLB | UNK-NOLG | #VALUE! | 1950 | NON-LEAD | FVAO | historical reports | SF | No | UNK | UNK | 1950 | N/A |  | NA | NA | NA
58639 | 28B ENGLISH OAK CIR | No | No | NA | UNK-NOLG | NO | #VALUE! | PLB | UNK-NOLG | #VALUE! | 1950 | NON-LEAD | FVAO | historical reports | SF | No | UNK | UNK | 1950 | N/A |  | NA | NA | NA
58638 | 28C ENGLISH OAK CIR | No | No | NA | UNK-NOLG | NO | #VALUE! | PLB | UNK-NOLG | #VALUE! | 1950 | NON-LEAD | FVAO | historical reports | SF | No | UNK | UNK | 1950 | N/A |  | NA | NA | NA
58637 | 30A ENGLISH OAK CIR | No | No | NA | UNK-NOLG | NO | #VALUE! | PLB | UNK-NOLG | #VALUE! | 1950 | NON-LEAD | FVAO | historical reports | SF | No | UNK | UNK | 1950 | N/A |  | NA | NA | NA
58636 | 30B ENGLISH OAK CIR | No | No | NA | UNK-NOLG | NO | #VALUE! | PLB | UNK-NOLG | #VALUE! | 1950 | NON-LEAD | FVAO | historical reports | SF | No | UNK | UNK | 1950 | N/A |  | NA | NA | NA
58635 | 30C ENGLISH OAK CIR | No | No | NA | UNK-NOLG | NO | #VALUE! | PLB | UNK-NOLG | #VALUE! | 1950 | NON-LEAD | FVAO | historical reports | SF | No | UNK | UNK | 1950 | N/A |  | NA | NA | NA
58634 | 30D ENGLISH OAK CIR | No | No | NA | UNK-NOLG | NO | #VALUE! | PLB | UNK-NOLG | #VALUE! | 1950 | NON-LEAD | FVAO | historical reports | SF | No | UNK | UNK | 1950 | N/A |  | NA | NA | NA
58633 | 32A ENGLISH OAK CIR | No | No | NA | UNK-NOLG | NO | #VALUE! | PLB | UNK-NOLG | #VALUE! | 1950 | NON-LEAD | FVAO | historical reports | SF | No | UNK | UNK | 1950 | N/A |  | NA | NA | NA
58632 | 32B ENGLISH OAK CIR | No | No | NA | UNK-NOLG | NO | #VALUE! | PLB | UNK-NOLG | #VALUE! | 1950 | NON-LEAD | FVAO | historical reports | SF | No | UNK | UNK | 1950 | N/A |  | NA | NA | NA
58631 | 34A ENGLISH OAK CIR | No | No | NA | UNK-NOLG | NO | #VALUE! | PLB | UNK-NOLG | #VALUE! | 1950 | NON-LEAD | FVAO | historical reports | SF | No | UNK | UNK | 1950 | N/A |  | NA | NA | NA
58630 | 34B ENGLISH OAK CIR | No | No | NA | UNK-NOLG | NO | #VALUE! | PLB | UNK-NOLG | #VALUE! | 1950 | NON-LEAD | FVAO | historical reports | SF | No | UNK | UNK | 1950 | N/A |  | NA | NA | NA
10247 | 1 ESSEX CT | No | No | NA | UNK-NOLG | NO | #VALUE! | PLB | UNK-NOLG | #VALUE! | 1840 | NON-LEAD | FVAO | historical reports | SF | No | UNK | UNK | 1840 | N/A |  | NA | NA | NA
10248 | 2 ESSEX CT | No | No | NA | UNK-NOLG | NO | #VALUE! | PLB | UNK-NOLG | #VALUE! | 1973 | NON-LEAD | FVAO | historical reports | SF | No | UNK | UNK | 1973 | N/A |  | NA | NA | NA
10249 | 3 ESSEX CT | No | No | NA | UNK-NOLG | NO | #VALUE! | ALB | UNK-NOLG | #VALUE! | 2020 | NON-LEAD | FVAO | historical reports | SF | No | UNK | UNK | 2020 | N/A |  | NA | NA | NA
10250 | 4 ESSEX CT | No | No | NA | UNK-NOLG | NO | #VALUE! | PLB | UNK-NOLG | #VALUE! | 1895 | NON-LEAD | FVAO | historical reports | SF | No | UNK | UNK | 1895 | N/A |  | NA | NA | NA
10251 | 5 ESSEX CT | No | No | NA | UNK-NOLG | NO | #VALUE! | PLB | UNK-NOLG | #VALUE! | 1890 | NON-LEAD | FVAO | historical reports | SF | No | UNK | UNK | 1890 | N/A |  | NA | NA | NA
10252 | 6 ESSEX CT | No | No | NA | UNK-NOLG | NO | #VALUE! | ALB | UNK-NOLG | #VALUE! | 1986 | NON-LEAD | FVAO | historical reports | SF | No | UNK | UNK | 1986 | N/A |  | NA | NA | NA
67095 | 4 EVELYN WAY | No | No | NA | UNK-NOLG | NO | #VALUE! | PLB | UNK-NOLG | #VALUE! | 1945 | NON-LEAD | FVAO | historical reports | SF | No | UNK | UNK | 1945 | N/A |  | NA | NA | NA
67089 | 6 EVELYN WAY | No | No | NA | UNK-NOLG | NO | #VALUE! | PLB | UNK-NOLG | #VALUE! | 1985 | NON-LEAD | FVAO | historical reports | SF | No | UNK | UNK | 1985 | N/A |  | NA | NA | NA
67087 | 8A EVELYN WAY | No | No | NA | UNK-NOLG | NO | #VALUE! | PLB | UNK-NOLG | #VALUE! | 1975 | NON-LEAD | FVAO | historical reports | SF | No | UNK | UNK | 1975 | N/A |  | NA | NA | NA
11309 | 1 FARM WAY | No | No | NA | UNK-NOLG | NO | #VALUE! | ALB | UNK-NOLG | #VALUE! | 2006 | NON-LEAD | FVAO | historical reports | SF | No | UNK | UNK | 2006 | N/A |  | NA | NA | NA
11304 | 4 FARM WAY | No | No | NA | UNK-NOLG | NO | #VALUE! | ALB | UNK-NOLG | #VALUE! | 1998 | NON-LEAD | FVAO | historical reports | SF | No | UNK | UNK | 1998 | N/A |  | NA | NA | NA
11303 | 5 FARM WAY | No | No | NA | UNK-NOLG | NO | #VALUE! | PLB | UNK-NOLG | #VALUE! | 1890 | NON-LEAD | FVAO | historical reports | SF | No | UNK | UNK | 1890 | N/A |  | NA | NA | NA
11307 | 8 FARM WAY | No | No | NA | UNK-NOLG | NO | #VALUE! | ALB | UNK-NOLG | #VALUE! | 1999 | NON-LEAD | FVAO | historical reports | SF | No | UNK | UNK | 1999 | N/A |  | NA | NA | NA
11305 | 9 FARM WAY | No | No | NA | UNK-NOLG | NO | #VALUE! | ALB | UNK-NOLG | #VALUE! | 2006 | NON-LEAD | FVAO | historical reports | SF | No | UNK | UNK | 2006 | N/A |  | NA | NA | NA
11306 | 10 FARM WAY | No | No | NA | UNK-NOLG | NO | #VALUE! | ALB | UNK-NOLG | #VALUE! | 2000 | NON-LEAD | FVAO | historical reports | SF | No | UNK | UNK | 2000 | N/A |  | NA | NA | NA
11650 | 1A FARM WAY | No | No | NA | UNK-NOLG | NO | #VALUE! | ALB | UNK-NOLG | #VALUE! | 2006 | NON-LEAD | FVAO | historical reports | SF | No | UNK | UNK | 2006 | N/A |  | NA | NA | NA
11509 | 4A FARM WAY | No | No | NA | UNK-NOLG | NO | #VALUE! | ALB | UNK-NOLG | #VALUE! | 1998 | NON-LEAD | FVAO | historical reports | SF | No | UNK | UNK | 1998 | N/A |  | NA | NA | NA
45123 | 11 FAULKNER DR | No | No | NA | UNK-NOLG | NO | #VALUE! | PLB | UNK-NOLG | #VALUE! | 1920 | NON-LEAD | FVAO | historical reports | SF | No | UNK | UNK | 1920 | N/A |  | NA | NA | NA
45124 | 17 FAULKNER DR | No | No | NA | UNK-NOLG | NO | #VALUE! | ALB | UNK-NOLG | #VALUE! | 1987 | NON-LEAD | FVAO | historical reports | SF | No | UNK | UNK | 1987 | N/A |  | NA | NA | NA
45557 | 11A FAULKNER DR | No | No | NA | UNK-NOLG | NO | #VALUE! | PLB | UNK-NOLG | #VALUE! | 1920 | NON-LEAD | FVAO | historical reports | SF | No | UNK | UNK | 1920 | N/A |  | NA | NA | NA
36657 | 1 FIELD CLUB DR | No | No | NA | UNK-NOLG | NO | #VALUE! | ALB | UNK-NOLG | #VALUE! | 2010 | NON-LEAD | FVAO | historical reports | SF | No | UNK | UNK | 2010 | N/A |  | NA | NA | NA
36658 | 2 FIELD CLUB DR | No | No | NA | UNK-NOLG | NO | #VALUE! | ALB | UNK-NOLG | #VALUE! | 2014 | NON-LEAD | FVAO | historical reports | SF | No | UNK | UNK | 2014 | N/A |  | NA | NA | NA
36659 | 6 FIELD CLUB DR | No | No | NA | UNK-NOLG | NO | #VALUE! | ALB | UNK-NOLG | #VALUE! | 2015 | NON-LEAD | FVAO | historical reports | SF | No | UNK | UNK | 2015 | N/A |  | NA | NA | NA
36655 | 9 FIELD CLUB DR | No | No | NA | UNK-NOLG | NO | #VALUE! | PLB | UNK-NOLG | #VALUE! | ALB | NON-LEAD | FVAO | historical reports | SF | No | UNK | UNK | #N/A | N/A |  | NA | NA | NA
36660 | 10 FIELD CLUB DR | No | No | NA | UNK-NOLG | NO | #VALUE! | ALB | UNK-NOLG | #VALUE! | 2017 | NON-LEAD | FVAO | historical reports | SF | No | UNK | UNK | 2017 | N/A |  | NA | NA | NA
36661 | 14 FIELD CLUB DR | No | No | NA | UNK-NOLG | NO | #VALUE! | ALB | UNK-NOLG | #VALUE! | 2013 | NON-LEAD | FVAO | historical reports | SF | No | UNK | UNK | 2013 | N/A |  | NA | NA | NA
36662 | 18 FIELD CLUB DR | No | No | NA | UNK-NOLG | NO | #VALUE! | ALB | UNK-NOLG | #VALUE! | 2011 | NON-LEAD | FVAO | historical reports | SF | No | UNK | UNK | 2011 | N/A |  | NA | NA | NA
36663 | 22 FIELD CLUB DR | No | No | NA | UNK-NOLG | NO | #VALUE! | ALB | UNK-NOLG | #VALUE! | 2014 | NON-LEAD | FVAO | historical reports | SF | No | UNK | UNK | 2014 | N/A |  | NA | NA | NA
36664 | 26 FIELD CLUB DR | No | No | NA | UNK-NOLG | NO | #VALUE! | PLB | UNK-NOLG | #VALUE! | ALB | NON-LEAD | FVAO | historical reports | SF | No | UNK | UNK | #N/A | N/A |  | NA | NA | NA
36665 | 30 FIELD CLUB DR | No | No | NA | UNK-NOLG | NO | #VALUE! | ALB | UNK-NOLG | #VALUE! | 2015 | NON-LEAD | FVAO | historical reports | SF | No | UNK | UNK | 2015 | N/A |  | NA | NA | NA
36666 | 34 FIELD CLUB DR | No | No | NA | UNK-NOLG | NO | #VALUE! | ALB | UNK-NOLG | #VALUE! | 2013 | NON-LEAD | FVAO | historical reports | SF | No | UNK | UNK | 2013 | N/A |  | NA | NA | NA
36667 | 38 FIELD CLUB DR | No | No | NA | UNK-NOLG | NO | #VALUE! | ALB | UNK-NOLG | #VALUE! | 2013 | NON-LEAD | FVAO | historical reports | SF | No | UNK | UNK | 2013 | N/A |  | NA | NA | NA
36668 | 42 FIELD CLUB DR | No | No | NA | UNK-NOLG | NO | #VALUE! | PLB | UNK-NOLG | #VALUE! | ALB | NON-LEAD | FVAO | historical reports | SF | No | UNK | UNK | #N/A | N/A |  | NA | NA | NA
36724 | 3 FIELD CLUB LN | No | No | NA | UNK-NOLG | NO | #VALUE! | ALB | UNK-NOLG | #VALUE! | 2008 | NON-LEAD | FVAO | historical reports | SF | No | UNK | UNK | 2008 | N/A |  | NA | NA | NA
36653 | 7 FIELD CLUB LN | No | No | NA | UNK-NOLG | NO | #VALUE! | ALB | UNK-NOLG | #VALUE! | 2015 | NON-LEAD | FVAO | historical reports | SF | No | UNK | UNK | 2015 | N/A |  | NA | NA | NA
36651 | 11 FIELD CLUB LN | No | No | NA | UNK-NOLG | NO | #VALUE! | ALB | UNK-NOLG | #VALUE! | 2017 | NON-LEAD | FVAO | historical reports | SF | No | UNK | UNK | 2017 | N/A |  | NA | NA | NA
36644 | 16 FIELD CLUB LN | No | No | NA | UNK-NOLG | NO | #VALUE! | ALB | UNK-NOLG | #VALUE! | 2015 | NON-LEAD | FVAO | historical reports | NONRES | No | UNK | UNK | 2015 | N/A |  | NA | NA | NA
36670 | 16 FIELD CLUB LN | No | No | NA | UNK-NOLG | NO | #VALUE! | PLB | UNK-NOLG | #VALUE! | 2007 | NON-LEAD | FVAO | historical reports | NONRES | No | UNK | UNK | 2007 | N/A |  | NA | NA | NA
36676 | 16 FIELD CLUB LN | No | No | NA | UNK-NOLG | NO | #VALUE! | ALB | UNK-NOLG | #VALUE! | 2015 | NON-LEAD | FVAO | historical reports | NONRES | No | UNK | UNK | 2015 | N/A |  | NA | NA | NA
36677 | 16 FIELD CLUB LN | No | No | NA | UNK-NOLG | NO | #VALUE! | PLB | UNK-NOLG | #VALUE! | 2007 | NON-LEAD | FVAO | historical reports | NONRES | No | UNK | UNK | 2007 | N/A |  | NA | NA | NA
36682 | 16 FIELD CLUB LN | No | No | NA | UNK-NOLG | NO | #VALUE! | ALB | UNK-NOLG | #VALUE! | 2015 | NON-LEAD | FVAO | historical reports | NONRES | No | UNK | UNK | 2015 | N/A |  | NA | NA | NA
36654 | 3A FIELD CLUB LN | No | No | NA | UNK-NOLG | NO | #VALUE! | ALB | UNK-NOLG | #VALUE! | 2008 | NON-LEAD | FVAO | historical reports | SF | No | UNK | UNK | 2008 | N/A |  | NA | NA | NA
57144 | 9 FIFTH ST N | No | No | NA | UNK-NOLG | NO | #VALUE! | PLB | UNK-NOLG | #VALUE! | 1870 | NON-LEAD | FVAO | historical reports | SF | No | UNK | UNK | 1870 | N/A |  | NA | NA | NA
57393 | 3 FIFTHTEENTH ST S | No | No | NA | UNK-NOLG | NO | #VALUE! | ALB | UNK-NOLG | #VALUE! | 2001 | NON-LEAD | FVAO | historical reports | SF | No | UNK | UNK | 2001 | N/A |  | NA | NA | NA
63557 | 16 FISHER RD | No | No | NA | UNK-NOLG | NO | #VALUE! | PLB | UNK-NOLG | #VALUE! | PLB | NON-LEAD | FVAO | historical reports | SF | No | UNK | UNK | 0 | N/A |  | NA | NA | NA
63100 | 23 FISHER RD | No | No | NA | UNK-NOLG | NO | #VALUE! | PLB | UNK-NOLG | #VALUE! | 1978 | NON-LEAD | FVAO | historical reports | SF | No | UNK | UNK | 1978 | N/A |  | NA | NA | NA
63522 | 15A FISHER RD | No | No | NA | UNK-NOLG | NO | #VALUE! | PLB | UNK-NOLG | #VALUE! | 1983 | NON-LEAD | FVAO | historical reports | SF | No | UNK | UNK | 1983 | N/A |  | NA | NA | NA
63523 | 15B FISHER RD | No | No | NA | UNK-NOLG | NO | #VALUE! | PLB | UNK-NOLG | #VALUE! | 1983 | NON-LEAD | FVAO | historical reports | SF | No | UNK | UNK | 1983 | N/A |  | NA | NA | NA
63520 | 19A FISHER RD | No | No | NA | UNK-NOLG | NO | #VALUE! | PLB | UNK-NOLG | #VALUE! | 1983 | NON-LEAD | FVAO | historical reports | SF | No | UNK | UNK | 1983 | N/A |  | NA | NA | NA
63521 | 19B FISHER RD | No | No | NA | UNK-NOLG | NO | #VALUE! | PLB | UNK-NOLG | #VALUE! | 1983 | NON-LEAD | FVAO | historical reports | SF | No | UNK | UNK | 1983 | N/A |  | NA | NA | NA
63526 | 5A FISHER RD | No | No | NA | UNK-NOLG | NO | #VALUE! | PLB | UNK-NOLG | #VALUE! | 1983 | NON-LEAD | FVAO | historical reports | SF | No | UNK | UNK | 1983 | N/A |  | NA | NA | NA
63527 | 5B FISHER RD | No | No | NA | UNK-NOLG | NO | #VALUE! | PLB | UNK-NOLG | #VALUE! | 1983 | NON-LEAD | FVAO | historical reports | SF | No | UNK | UNK | 1983 | N/A |  | NA | NA | NA
63524 | 9A FISHER RD | No | No | NA | UNK-NOLG | NO | #VALUE! | PLB | UNK-NOLG | #VALUE! | 1983 | NON-LEAD | FVAO | historical reports | SF | No | UNK | UNK | 1983 | N/A |  | NA | NA | NA
63525 | 9B FISHER RD | No | No | NA | UNK-NOLG | NO | #VALUE! | PLB | UNK-NOLG | #VALUE! | 1983 | NON-LEAD | FVAO | historical reports | SF | No | UNK | UNK | 1983 | N/A |  | NA | NA | NA
21117 | 14 FISHERMAN'S KNOT | No | No | NA | UNK-NOLG | NO | #VALUE! | PLB | UNK-NOLG | #VALUE! | 1930 | NON-LEAD | FVAO | historical reports | SF | No | UNK | UNK | 1930 | N/A |  | NA | NA | NA
21153 | 28 FISHERMAN'S KNOT | No | No | NA | UNK-NOLG | NO | #VALUE! | ALB | UNK-NOLG | #VALUE! | 2001 | NON-LEAD | FVAO | historical reports | SF | No | UNK | UNK | 2001 | N/A |  | NA | NA | NA
21110 | 36 FISHERMAN'S KNOT | No | No | NA | UNK-NOLG | NO | #VALUE! | PLB | UNK-NOLG | #VALUE! | 1978 | NON-LEAD | FVAO | historical reports | SF | No | UNK | UNK | 1978 | N/A |  | NA | NA | NA
21120 | 24 FISHERMAN'S KNOT RD | No | No | NA | UNK-NOLG | NO | #VALUE! | PLB | UNK-NOLG | #VALUE! | 1982 | NON-LEAD | FVAO | historical reports | SF | No | UNK | UNK | 1982 | N/A |  | NA | NA | NA
7048 | 1 FLAMINGO DR | No | No | NA | UNK-NOLG | NO | #VALUE! | PLB | UNK-NOLG | #VALUE! | 1950 | NON-LEAD | FVAO | historical reports | SF | No | UNK | UNK | 1950 | N/A |  | NA | NA | NA
7076 | 2 FLAMINGO DR | Yes | No | NA | UNK-NOLG | NO | #VALUE! | PLB | UNK-NOLG | #VALUE! | 1966 | NON-LEAD | FVAO | historical reports | SF | No | UNK | UNK | 1966 | R | 1 | NA | NA | NA
7075 | 4 FLAMINGO DR | No | No | NA | UNK-NOLG | NO | #VALUE! | PLB | UNK-NOLG | #VALUE! | 1964 | NON-LEAD | FVAO | historical reports | SF | No | UNK | UNK | 1964 | N/A |  | NA | NA | NA
7047 | 5 FLAMINGO DR | No | No | NA | UNK-NOLG | NO | #VALUE! | PLB | UNK-NOLG | #VALUE! | 1968 | NON-LEAD | FVAO | historical reports | SF | No | UNK | UNK | 1968 | N/A |  | NA | NA | NA
7074 | 6 FLAMINGO DR | No | No | NA | UNK-NOLG | NO | #VALUE! | PLB | UNK-NOLG | #VALUE! | 1920 | NON-LEAD | FVAO | historical reports | SF | No | UNK | UNK | 1920 | N/A |  | NA | NA | NA
7046 | 7 FLAMINGO DR | No | No | NA | UNK-NOLG | NO | #VALUE! | PLB | UNK-NOLG | #VALUE! | 1935 | NON-LEAD | FVAO | historical reports | SF | No | UNK | UNK | 1935 | N/A |  | NA | NA | NA
7073 | 8 FLAMINGO DR | No | No | NA | UNK-NOLG | NO | #VALUE! | PLB | UNK-NOLG | #VALUE! | 1938 | NON-LEAD | FVAO | historical reports | SF | No | UNK | UNK | 1938 | N/A |  | NA | NA | NA
7049 | 9 FLAMINGO DR | No | No | NA | UNK-NOLG | NO | #VALUE! | PLB | UNK-NOLG | #VALUE! | 1948 | NON-LEAD | FVAO | historical reports | SF | No | UNK | UNK | 1948 | N/A |  | NA | NA | NA
7072 | 10 FLAMINGO DR | No | No | NA | UNK-NOLG | NO | #VALUE! | ALB | UNK-NOLG | #VALUE! | 2018 | NON-LEAD | FVAO | historical reports | SF | No | UNK | UNK | 2018 | N/A |  | NA | NA | NA
7050 | 11 FLAMINGO DR | No | No | NA | UNK-NOLG | NO | #VALUE! | PLB | UNK-NOLG | #VALUE! | 1950 | NON-LEAD | FVAO | historical reports | SF | No | UNK | UNK | 1950 | N/A |  | NA | NA | NA
7051 | 13 FLAMINGO DR | No | No | NA | UNK-NOLG | NO | #VALUE! | PLB | UNK-NOLG | #VALUE! | 1943 | NON-LEAD | FVAO | historical reports | SF | No | UNK | UNK | 1943 | N/A |  | NA | NA | NA
7052 | 15 FLAMINGO DR | No | No | NA | UNK-NOLG | NO | #VALUE! | PLB | UNK-NOLG | #VALUE! | 1984 | NON-LEAD | FVAO | historical reports | SF | No | UNK | UNK | 1984 | N/A |  | NA | NA | NA
7053 | 17 FLAMINGO DR | No | No | NA | UNK-NOLG | NO | #VALUE! | PLB | UNK-NOLG | #VALUE! | 1945 | NON-LEAD | FVAO | historical reports | SF | No | UNK | UNK | 1945 | N/A |  | NA | NA | NA
7054 | 19 FLAMINGO DR | No | No | NA | UNK-NOLG | NO | #VALUE! | ALB | UNK-NOLG | #VALUE! | 2003 | NON-LEAD | FVAO | historical reports | SF | No | UNK | UNK | 2003 | N/A |  | NA | NA | NA
7055 | 21 FLAMINGO DR | No | No | NA | UNK-NOLG | NO | #VALUE! | PLB | UNK-NOLG | #VALUE! | 1948 | NON-LEAD | FVAO | historical reports | SF | No | UNK | UNK | 1948 | N/A |  | NA | NA | NA
7056 | 23 FLAMINGO DR | No | No | NA | UNK-NOLG | NO | #VALUE! | PLB | UNK-NOLG | #VALUE! | 1985 | NON-LEAD | FVAO | historical reports | SF | No | UNK | UNK | 1985 | N/A |  | NA | NA | NA
7057 | 25 FLAMINGO DR | No | No | NA | UNK-NOLG | NO | #VALUE! | PLB | UNK-NOLG | #VALUE! | 1966 | NON-LEAD | FVAO | historical reports | SF | No | UNK | UNK | 1966 | N/A |  | NA | NA | NA
7058 | 27 FLAMINGO DR | No | No | NA | UNK-NOLG | NO | #VALUE! | PLB | UNK-NOLG | #VALUE! | 1945 | NON-LEAD | FVAO | historical reports | SF | No | UNK | UNK | 1945 | N/A |  | NA | NA | NA
7059 | 29 FLAMINGO DR | No | No | NA | UNK-NOLG | NO | #VALUE! | PLB | UNK-NOLG | #VALUE! | 1946 | NON-LEAD | FVAO | historical reports | SF | No | UNK | UNK | 1946 | N/A |  | NA | NA | NA
7070 | 30 FLAMINGO DR | No | No | NA | UNK-NOLG | NO | #VALUE! | PLB | UNK-NOLG | #VALUE! | 1981 | NON-LEAD | FVAO | historical reports | SF | No | UNK | UNK | 1981 | N/A |  | NA | NA | NA
7060 | 31 FLAMINGO DR | No | No | NA | UNK-NOLG | NO | #VALUE! | PLB | UNK-NOLG | #VALUE! | 1966 | NON-LEAD | FVAO | historical reports | SF | No | UNK | UNK | 1966 | N/A |  | NA | NA | NA
7068 | 32 FLAMINGO DR | No | No | NA | UNK-NOLG | NO | #VALUE! | PLB | UNK-NOLG | #VALUE! | PLB | NON-LEAD | FVAO | historical reports | SF | No | UNK | UNK | 0 | N/A |  | NA | NA | NA
7061 | 33 FLAMINGO DR | No | No | NA | UNK-NOLG | NO | #VALUE! | PLB | UNK-NOLG | #VALUE! | 1976 | NON-LEAD | FVAO | historical reports | SF | No | UNK | UNK | 1976 | N/A |  | NA | NA | NA
7062 | 35 FLAMINGO DR | No | No | NA | UNK-NOLG | NO | #VALUE! | PLB | UNK-NOLG | #VALUE! | 1928 | NON-LEAD | FVAO | historical reports | SF | No | UNK | UNK | 1928 | N/A |  | NA | NA | NA
7067 | 36 FLAMINGO DR | No | No | NA | UNK-NOLG | NO | #VALUE! | PLB | UNK-NOLG | #VALUE! | 1935 | NON-LEAD | FVAO | historical reports | SF | No | UNK | UNK | 1935 | N/A |  | NA | NA | NA
7063 | 37 FLAMINGO DR | No | No | NA | UNK-NOLG | NO | #VALUE! | PLB | UNK-NOLG | #VALUE! | 1978 | NON-LEAD | FVAO | historical reports | SF | No | UNK | UNK | 1978 | N/A |  | NA | NA | NA
7065 | 39 FLAMINGO DR | No | No | NA | UNK-NOLG | NO | #VALUE! | PLB | UNK-NOLG | #VALUE! | 1966 | NON-LEAD | FVAO | historical reports | SF | No | UNK | UNK | 1966 | N/A |  | NA | NA | NA
11436 | 1 FOREST CIR | No | No | NA | UNK-NOLG | NO | #VALUE! | ALB | UNK-NOLG | #VALUE! | 2002 | NON-LEAD | FVAO | historical reports | SF | No | UNK | UNK | 2002 | N/A |  | NA | NA | NA
11430 | 2 FOREST CIR | No | No | NA | UNK-NOLG | NO | #VALUE! | ALB | UNK-NOLG | #VALUE! | 2002 | NON-LEAD | FVAO | historical reports | SF | No | UNK | UNK | 2002 | N/A |  | NA | NA | NA
11435 | 3 FOREST CIR | No | No | NA | UNK-NOLG | NO | #VALUE! | PLB | UNK-NOLG | #VALUE! | 2007 | NON-LEAD | FVAO | historical reports | SF | No | UNK | UNK | 2007 | N/A |  | NA | NA | NA
11434 | 5 FOREST CIR | No | No | NA | UNK-NOLG | NO | #VALUE! | ALB | UNK-NOLG | #VALUE! | 1996 | NON-LEAD | FVAO | historical reports | SF | No | UNK | UNK | 1996 | N/A |  | NA | NA | NA
11432 | 6 FOREST CIR | No | No | NA | UNK-NOLG | NO | #VALUE! | PLB | UNK-NOLG | #VALUE! | 1984 | NON-LEAD | FVAO | historical reports | SF | No | UNK | UNK | 1984 | N/A |  | NA | NA | NA
11433 | 7 FOREST CIR | No | No | NA | UNK-NOLG | NO | #VALUE! | ALB | UNK-NOLG | #VALUE! | 2002 | NON-LEAD | FVAO | historical reports | SF | No | UNK | UNK | 2002 | N/A |  | NA | NA | NA
11657 | 7A FOREST CIR | No | No | NA | UNK-NOLG | NO | #VALUE! | ALB | UNK-NOLG | #VALUE! | 1998 | NON-LEAD | FVAO | historical reports | SF | No | UNK | UNK | 1998 | N/A |  | NA | NA | NA
58027 | 15 FOURTEENTH ST N | No | No | NA | UNK-NOLG | NO | #VALUE! | PLB | UNK-NOLG | #VALUE! | 1975 | NON-LEAD | FVAO | historical reports | SF | No | UNK | UNK | 1975 | N/A |  | NA | NA | NA
58025 | 19 FOURTEENTH ST N | No | No | NA | UNK-NOLG | NO | #VALUE! | PLB | UNK-NOLG | #VALUE! | 1930 | NON-LEAD | FVAO | historical reports | SF | No | UNK | UNK | 1930 | N/A |  | NA | NA | NA
58021 | 30 FOURTEENTH ST N | No | No | NA | UNK-NOLG | NO | #VALUE! | PLB | UNK-NOLG | #VALUE! | 1965 | NON-LEAD | FVAO | historical reports | SF | No | UNK | UNK | 1965 | N/A |  | NA | NA | NA
57343 | 44 FOURTEENTH ST N | No | No | NA | UNK-NOLG | NO | #VALUE! | PLB | UNK-NOLG | #VALUE! | 1950 | NON-LEAD | FVAO | historical reports | SF | No | UNK | UNK | 1950 | N/A |  | NA | NA | NA
57345 | 50 FOURTEENTH ST N | No | No | NA | UNK-NOLG | NO | #VALUE! | PLB | UNK-NOLG | #VALUE! | 1977 | NON-LEAD | FVAO | historical reports | SF | No | UNK | UNK | 1977 | N/A |  | NA | NA | NA
57353 | 55 FOURTEENTH ST N | No | No | NA | UNK-NOLG | NO | #VALUE! | PLB | UNK-NOLG | #VALUE! | 1940 | NON-LEAD | FVAO | historical reports | SF | No | UNK | UNK | 1940 | N/A |  | NA | NA | NA
58109 | 23 FOURTEENTH ST S | No | No | NA | UNK-NOLG | NO | #VALUE! | PLB | UNK-NOLG | #VALUE! | 1977 | NON-LEAD | FVAO | historical reports | SF | No | UNK | UNK | 1977 | N/A |  | NA | NA | NA
58110 | 29 FOURTEENTH ST S | No | No | NA | UNK-NOLG | NO | #VALUE! | PLB | UNK-NOLG | #VALUE! | 1978 | NON-LEAD | FVAO | historical reports | SF | No | UNK | UNK | 1978 | N/A |  | NA | NA | NA
57099 | 3 FOURTH ST N | No | No | NA | UNK-NOLG | NO | #VALUE! | ALB | UNK-NOLG | #VALUE! | 2015 | NON-LEAD | FVAO | historical reports | SF | No | UNK | UNK | 2015 | N/A |  | NA | NA | NA
57098 | 11 FOURTH ST N | No | No | NA | UNK-NOLG | NO | #VALUE! | PLB | UNK-NOLG | #VALUE! | 1968 | NON-LEAD | FVAO | historical reports | SF | No | UNK | UNK | 1968 | N/A |  | NA | NA | NA
57065 | 12 FOURTH ST N | No | No | NA | UNK-NOLG | NO | #VALUE! | PLB | UNK-NOLG | #VALUE! | 1966 | NON-LEAD | FVAO | historical reports | SF | No | UNK | UNK | 1966 | N/A |  | NA | NA | NA
57095 | 27 FOURTH ST N | No | No | NA | UNK-NOLG | NO | #VALUE! | PLB | UNK-NOLG | #VALUE! | 1945 | NON-LEAD | FVAO | historical reports | SF | No | UNK | UNK | 1945 | N/A |  | NA | NA | NA
57068 | 32 FOURTH ST N | No | No | NA | UNK-NOLG | NO | #VALUE! | PLB | UNK-NOLG | #VALUE! | PLB | NON-LEAD | FVAO | historical reports | SF | No | UNK | UNK | 0 | N/A |  | NA | NA | NA
60135 | 9 FOWLER AVE | No | No | NA | UNK-NOLG | NO | #VALUE! | ALB | UNK-NOLG | #VALUE! | 2010 | NON-LEAD | FVAO | historical reports | SF | No | UNK | UNK | 2010 | N/A |  | NA | NA | NA
60131 | 6 FOWLER LN | No | No | NA | UNK-NOLG | NO | #VALUE! | PLB | UNK-NOLG | #VALUE! | 1970 | NON-LEAD | FVAO | historical reports | SF | No | UNK | UNK | 1970 | N/A |  | NA | NA | NA
60133 | 10 FOWLER LN | No | No | NA | UNK-NOLG | NO | #VALUE! | ALB | UNK-NOLG | #VALUE! | 1986 | NON-LEAD | FVAO | historical reports | SF | No | UNK | UNK | 1986 | N/A |  | NA | NA | NA
66086 | 6 FULLER ST | No | No | NA | UNK-NOLG | NO | #VALUE! | ALB | UNK-NOLG | #VALUE! | 1998 | NON-LEAD | FVAO | historical reports | SF | No | UNK | UNK | 1998 | N/A |  | NA | NA | NA
66261 | 7 FULLER ST | No | No | NA | UNK-NOLG | NO | #VALUE! | ALB | UNK-NOLG | #VALUE! | 2010 | NON-LEAD | FVAO | historical reports | SF | No | UNK | UNK | 2010 | N/A |  | NA | NA | NA
66085 | 14 FULLER ST | No | No | NA | UNK-NOLG | NO | #VALUE! | PLB | UNK-NOLG | #VALUE! | 1980 | NON-LEAD | FVAO | historical reports | SF | No | UNK | UNK | 1980 | N/A |  | NA | NA | NA
64033 | 24 FULLER ST | No | No | NA | UNK-NOLG | NO | #VALUE! | PLB | UNK-NOLG | #VALUE! | 1960 | NON-LEAD | FVAO | historical reports | SF | No | UNK | UNK | 1960 | N/A |  | NA | NA | NA
64041 | 27 FULLER ST | No | No | NA | UNK-NOLG | NO | #VALUE! | PLB | UNK-NOLG | #VALUE! | 1930 | NON-LEAD | FVAO | historical reports | SF | No | UNK | UNK | 1930 | N/A |  | NA | NA | NA
64040 | 28 FULLER ST | No | No | NA | UNK-NOLG | NO | #VALUE! | PLB | UNK-NOLG | #VALUE! | 1935 | NON-LEAD | FVAO | historical reports | SF | No | UNK | UNK | 1935 | N/A |  | NA | NA | NA
64046 | 30 FULLER ST | No | No | NA | UNK-NOLG | NO | #VALUE! | PLB | UNK-NOLG | #VALUE! | 1978 | NON-LEAD | FVAO | historical reports | SF | No | UNK | UNK | 1978 | N/A |  | NA | NA | NA
64044 | 33 FULLER ST | No | Yes | Lead | Cl-L | NO | #VALUE! | PLB | UNK-NOLG | #VALUE! | 1950 | NON-LEAD | FVAO | historical reports | SF | No | UNK | UNK | 1950 | N/A |  | NA | NA | NA
64045 | 34 FULLER ST | No | No | NA | UNK-NOLG | NO | #VALUE! | PLB | UNK-NOLG | #VALUE! | 1950 | NON-LEAD | FVAO | historical reports | SF | No | UNK | UNK | 1950 | N/A |  | NA | NA | NA
64056 | 37 FULLER ST | No | No | NA | UNK-NOLG | NO | #VALUE! | PLB | UNK-NOLG | #VALUE! | 1985 | NON-LEAD | FVAO | historical reports | SF | No | UNK | UNK | 1985 | N/A |  | NA | NA | NA
64057 | 39 FULLER ST | No | No | NA | UNK-NOLG | NO | #VALUE! | PLB | UNK-NOLG | #VALUE! | 1966 | NON-LEAD | FVAO | historical reports | SF | No | UNK | UNK | 1966 | N/A |  | NA | NA | NA
64047 | 40 FULLER ST | No | No | NA | UNK-NOLG | NO | #VALUE! | PLB | UNK-NOLG | #VALUE! | 1968 | NON-LEAD | FVAO | historical reports | SF | No | UNK | UNK | 1968 | N/A |  | NA | NA | NA
64507 | 45 FULLER ST | No | No | NA | UNK-NOLG | NO | #VALUE! | ALB | UNK-NOLG | #VALUE! | 2014 | NON-LEAD | FVAO | historical reports | SF | No | UNK | UNK | 2014 | N/A |  | NA | NA | NA
64108 | 45 FULLER ST | No | No | NA | UNK-NOLG | NO | #VALUE! | PLB | UNK-NOLG | #VALUE! | 1964 | NON-LEAD | FVAO | historical reports | SF | No | UNK | UNK | 1964 | N/A |  | NA | NA | NA
64519 | 52 FULLER ST | No | No | NA | UNK-NOLG | NO | #VALUE! | ALB | UNK-NOLG | #VALUE! | 2015 | NON-LEAD | FVAO | historical reports | NONRES | No | UNK | UNK | 2015 | N/A |  | NA | NA | NA
64592 | 54 FULLER ST | No | No | NA | UNK-NOLG | NO | #VALUE! | ALB | UNK-NOLG | #VALUE! | 2015 | NON-LEAD | FVAO | historical reports | SF | No | UNK | UNK | 2015 | N/A |  | NA | NA | NA
64103 | 60 FULLER ST | No | No | NA | UNK-NOLG | NO | #VALUE! | PLB | UNK-NOLG | #VALUE! | 1968 | NON-LEAD | FVAO | historical reports | SF | No | UNK | UNK | 1968 | N/A |  | NA | NA | NA
64106 | 63 FULLER ST | No | No | NA | UNK-NOLG | NO | #VALUE! | PLB | UNK-NOLG | #VALUE! | 1980 | NON-LEAD | FVAO | historical reports | NONRES | No | UNK | UNK | 1980 | N/A |  | NA | NA | NA
64102 | 66 FULLER ST | No | No | NA | UNK-NOLG | NO | #VALUE! | ALB | UNK-NOLG | #VALUE! | 2013 | NON-LEAD | FVAO | historical reports | SF | No | UNK | UNK | 2013 | N/A |  | NA | NA | NA
64101 | 72 FULLER ST | No | No | NA | UNK-NOLG | NO | #VALUE! | ALB | UNK-NOLG | #VALUE! | 2009 | NON-LEAD | FVAO | historical reports | SF | No | UNK | UNK | 2009 | N/A |  | NA | NA | NA
61524 | 74 FULLER ST | No | No | NA | UNK-NOLG | NO | #VALUE! | ALB | UNK-NOLG | #VALUE! | 1995 | NON-LEAD | FVAO | historical reports | SF | No | UNK | UNK | 1995 | N/A |  | NA | NA | NA
61504 | 76 FULLER ST | No | No | NA | UNK-NOLG | NO | #VALUE! | ALB | UNK-NOLG | #VALUE! | 1990 | NON-LEAD | FVAO | historical reports | SF | No | UNK | UNK | 1990 | N/A |  | NA | NA | NA
61003 | 82 FULLER ST | No | No | NA | UNK-NOLG | NO | #VALUE! | ALB | UNK-NOLG | #VALUE! | 2001 | NON-LEAD | FVAO | historical reports | SF | No | UNK | UNK | 2001 | N/A |  | NA | NA | NA
61004 | 94 FULLER ST | No | No | NA | UNK-NOLG | NO | #VALUE! | PLB | UNK-NOLG | #VALUE! | 1968 | NON-LEAD | FVAO | historical reports | SF | No | UNK | UNK | 1968 | N/A |  | NA | NA | NA
61502 | 94 FULLER ST | No | No | NA | UNK-NOLG | NO | #VALUE! | PLB | UNK-NOLG | #VALUE! | 1968 | NON-LEAD | FVAO | historical reports | SF | No | UNK | UNK | 1968 | N/A |  | NA | NA | NA
64085 | 14A FULLER ST | No | No | NA | UNK-NOLG | NO | #VALUE! | PLB | UNK-NOLG | #VALUE! | 1980 | NON-LEAD | FVAO | historical reports | SF | No | UNK | UNK | 1980 | N/A |  | NA | NA | NA
66663 | 14A FULLER ST | No | No | NA | UNK-NOLG | NO | #VALUE! | PLB | UNK-NOLG | #VALUE! | 1980 | NON-LEAD | FVAO | historical reports | SF | No | UNK | UNK | 1980 | N/A |  | NA | NA | NA
64091 | 30A FULLER ST | No | No | NA | UNK-NOLG | NO | #VALUE! | PLB | UNK-NOLG | #VALUE! | 1985 | NON-LEAD | FVAO | historical reports | SF | No | UNK | UNK | 1985 | N/A |  | NA | NA | NA
64527 | 60A FULLER ST | No | No | NA | UNK-NOLG | NO | #VALUE! | PLB | UNK-NOLG | #VALUE! | 1968 | NON-LEAD | FVAO | historical reports | SF | No | UNK | UNK | 1968 | N/A |  | NA | NA | NA
66640 | 6A FULLER ST | No | No | NA | UNK-NOLG | NO | #VALUE! | ALB | UNK-NOLG | #VALUE! | 1998 | NON-LEAD | FVAO | historical reports | SF | No | UNK | UNK | 1998 | N/A |  | NA | NA | NA
61505 | 76A FULLER ST | No | No | NA | UNK-NOLG | NO | #VALUE! | ALB | UNK-NOLG | #VALUE! | 1990 | NON-LEAD | FVAO | historical reports | SF | No | UNK | UNK | 1990 | N/A |  | NA | NA | NA
61506 | 76B FULLER ST | No | No | NA | UNK-NOLG | NO | #VALUE! | ALB | UNK-NOLG | #VALUE! | 1990 | NON-LEAD | FVAO | historical reports | SF | No | UNK | UNK | 1990 | N/A |  | NA | NA | NA
61310 | 82A FULLER ST | No | No | NA | UNK-NOLG | NO | #VALUE! | ALB | UNK-NOLG | #VALUE! | 2001 | NON-LEAD | FVAO | historical reports | SF | No | UNK | UNK | 2001 | N/A |  | NA | NA | NA
61002 | 15 GAINES WAY | No | No | NA | UNK-NOLG | NO | #VALUE! | ALB | UNK-NOLG | #VALUE! | 2019 | NON-LEAD | FVAO | historical reports | SF | No | UNK | UNK | 2019 | N/A |  | NA | NA | NA
61522 | 15 GAINES WAY | No | No | NA | UNK-NOLG | NO | #VALUE! | ALB | UNK-NOLG | #VALUE! | 2019 | NON-LEAD | FVAO | historical reports | SF | No | UNK | UNK | 2019 | N/A |  | NA | NA | NA
64100 | 28 GAINES WAY | No | No | NA | UNK-NOLG | NO | #VALUE! | PLB | UNK-NOLG | #VALUE! | PLB | NON-LEAD | FVAO | historical reports | SF | No | UNK | UNK | 0 | N/A |  | NA | NA | NA
64099 | 34 GAINES WAY | No | No | NA | UNK-NOLG | NO | #VALUE! | ALB | UNK-NOLG | #VALUE! | 2015 | NON-LEAD | FVAO | historical reports | SF | No | UNK | UNK | 2015 | N/A |  | NA | NA | NA
65098 | 40 GAINES WAY | No | No | NA | UNK-NOLG | NO | #VALUE! | PLB | UNK-NOLG | #VALUE! | 1968 | NON-LEAD | FVAO | historical reports | SF | No | UNK | UNK | 1968 | N/A |  | NA | NA | NA
64098 | 44 GAINES WAY | No | No | NA | UNK-NOLG | NO | #VALUE! | ALB | UNK-NOLG | #VALUE! | 2012 | NON-LEAD | FVAO | historical reports | SF | No | UNK | UNK | 2012 | N/A |  | NA | NA | NA
64097 | 50 GAINES WAY | No | No | NA | UNK-NOLG | NO | #VALUE! | PLB | UNK-NOLG | #VALUE! | 1962 | NON-LEAD | FVAO | historical reports | SF | No | UNK | UNK | 1962 | N/A |  | NA | NA | NA
61523 | 15A GAINES WAY | No | No | NA | UNK-NOLG | NO | #VALUE! | ALB | UNK-NOLG | #VALUE! | 2019 | NON-LEAD | FVAO | historical reports | SF | No | UNK | UNK | 2019 | N/A |  | NA | NA | NA
64531 | 44A GAINES WAY | No | No | NA | UNK-NOLG | NO | #VALUE! | ALB | UNK-NOLG | #VALUE! | 2012 | NON-LEAD | FVAO | historical reports | SF | No | UNK | UNK | 2012 | N/A |  | NA | NA | NA
36628 | 1 GERT'S WAY | No | No | NA | UNK-NOLG | NO | #VALUE! | PLB | UNK-NOLG | #VALUE! | 1973 | NON-LEAD | FVAO | historical reports | SF | No | UNK | UNK | 1973 | N/A |  | NA | NA | NA
36629 | 2 GERT'S WAY | No | No | NA | UNK-NOLG | NO | #VALUE! | PLB | UNK-NOLG | #VALUE! | 1973 | NON-LEAD | FVAO | historical reports | SF | No | UNK | UNK | 1973 | N/A |  | NA | NA | NA
36630 | 3 GERT'S WAY | No | No | NA | UNK-NOLG | NO | #VALUE! | PLB | UNK-NOLG | #VALUE! | 1973 | NON-LEAD | FVAO | historical reports | SF | No | UNK | UNK | 1973 | N/A |  | NA | NA | NA
36631 | 4 GERT'S WAY | No | No | NA | UNK-NOLG | NO | #VALUE! | PLB | UNK-NOLG | #VALUE! | 1973 | NON-LEAD | FVAO | historical reports | SF | No | UNK | UNK | 1973 | N/A |  | NA | NA | NA
36632 | 5 GERT'S WAY | No | No | NA | UNK-NOLG | NO | #VALUE! | PLB | UNK-NOLG | #VALUE! | 1973 | NON-LEAD | FVAO | historical reports | SF | No | UNK | UNK | 1973 | N/A |  | NA | NA | NA
36633 | 6 GERT'S WAY | No | No | NA | UNK-NOLG | NO | #VALUE! | PLB | UNK-NOLG | #VALUE! | 1973 | NON-LEAD | FVAO | historical reports | SF | No | UNK | UNK | 1973 | N/A |  | NA | NA | NA
36635 | 8 GERT'S WAY | No | No | NA | UNK-NOLG | NO | #VALUE! | PLB | UNK-NOLG | #VALUE! | 1973 | NON-LEAD | FVAO | historical reports | SF | No | UNK | UNK | 1973 | N/A |  | NA | NA | NA
36636 | 9 GERT'S WAY | No | No | NA | UNK-NOLG | NO | #VALUE! | PLB | UNK-NOLG | #VALUE! | 1973 | NON-LEAD | FVAO | historical reports | SF | No | UNK | UNK | 1973 | N/A |  | NA | NA | NA
36637 | 10 GERT'S WAY | No | No | NA | UNK-NOLG | NO | #VALUE! | PLB | UNK-NOLG | #VALUE! | 1973 | NON-LEAD | FVAO | historical reports | SF | No | UNK | UNK | 1973 | N/A |  | NA | NA | NA
36638 | 11 GERT'S WAY | No | No | NA | UNK-NOLG | NO | #VALUE! | PLB | UNK-NOLG | #VALUE! | 1973 | NON-LEAD | FVAO | historical reports | SF | No | UNK | UNK | 1973 | N/A |  | NA | NA | NA
36639 | 12 GERT'S WAY | No | No | NA | UNK-NOLG | NO | #VALUE! | PLB | UNK-NOLG | #VALUE! | 1973 | NON-LEAD | FVAO | historical reports | SF | No | UNK | UNK | 1973 | N/A |  | NA | NA | NA
36640 | 13 GERT'S WAY | No | No | NA | UNK-NOLG | NO | #VALUE! | PLB | UNK-NOLG | #VALUE! | 1973 | NON-LEAD | FVAO | historical reports | SF | No | UNK | UNK | 1973 | N/A |  | NA | NA | NA
36641 | 14 GERT'S WAY | No | No | NA | UNK-NOLG | NO | #VALUE! | PLB | UNK-NOLG | #VALUE! | 1973 | NON-LEAD | FVAO | historical reports | SF | No | UNK | UNK | 1973 | N/A |  | NA | NA | NA
28099 | 1 GRAY GULL CIR | No | No | NA | UNK-NOLG | NO | #VALUE! | ALB | UNK-NOLG | #VALUE! | 2015 | NON-LEAD | FVAO | historical reports | SF | No | UNK | UNK | 2015 | A | 1 | NA | NA | NA
28098 | 3 GRAY GULL CIR | No | No | NA | UNK-NOLG | NO | #VALUE! | PLB | UNK-NOLG | #VALUE! | 1968 | NON-LEAD | FVAO | historical reports | SF | No | UNK | UNK | 1968 | N/A |  | NA | NA | NA
28097 | 5 GRAY GULL CIR | No | No | NA | UNK-NOLG | NO | #VALUE! | PLB | UNK-NOLG | #VALUE! | 1962 | NON-LEAD | FVAO | historical reports | SF | No | UNK | UNK | 1962 | N/A |  | NA | NA | NA
28114 | 6 GRAY GULL CIR | No | No | NA | UNK-NOLG | NO | #VALUE! | PLB | UNK-NOLG | #VALUE! | 1953 | NON-LEAD | FVAO | historical reports | SF | No | UNK | UNK | 1953 | N/A |  | NA | NA | NA
28012 | 7 GRAY GULL CIR | No | No | NA | UNK-NOLG | NO | #VALUE! | PLB | UNK-NOLG | #VALUE! | 1970 | NON-LEAD | FVAO | historical reports | SF | No | UNK | UNK | 1970 | N/A |  | NA | NA | NA
28595 | 9 GRAY GULL CIR | No | No | NA | UNK-NOLG | NO | #VALUE! | PLB | UNK-NOLG | #VALUE! | 1945 | NON-LEAD | FVAO | historical reports | SF | No | UNK | UNK | 1945 | N/A |  | NA | NA | NA
28561 | 6A GRAY GULL CIR | No | No | NA | UNK-NOLG | NO | #VALUE! | PLB | UNK-NOLG | #VALUE! | 1953 | NON-LEAD | FVAO | historical reports | SF | No | UNK | UNK | 1953 | N/A |  | NA | NA | NA
66018 | 2 GREEN AVE | No | No | NA | UNK-NOLG | NO | #VALUE! | ALB | UNK-NOLG | #VALUE! | 2002 | NON-LEAD | FVAO | historical reports | SF | No | UNK | UNK | 2002 | N/A |  | NA | NA | NA
66700 | 6 GREEN AVE | No | No | NA | UNK-NOLG | NO | #VALUE! | ALB | UNK-NOLG | #VALUE! | 2018 | NON-LEAD | FVAO | historical reports | SF | No | UNK | UNK | 2018 | N/A |  | NA | NA | NA
66017 | 8 GREEN AVE | No | No | NA | UNK-NOLG | NO | #VALUE! | PLB | UNK-NOLG | #VALUE! | 1963 | NON-LEAD | FVAO | historical reports | SF | No | UNK | UNK | 1963 | N/A |  | NA | NA | NA
66014 | 9 GREEN AVE | No | No | NA | UNK-NOLG | NO | #VALUE! | PLB | UNK-NOLG | #VALUE! | 1935 | NON-LEAD | FVAO | historical reports | SF | No | UNK | UNK | 1935 | N/A |  | NA | NA | NA
66015 | 11 GREEN AVE | No | No | NA | UNK-NOLG | NO | #VALUE! | PLB | UNK-NOLG | #VALUE! | 1975 | NON-LEAD | FVAO | historical reports | SF | No | UNK | UNK | 1975 | N/A |  | NA | NA | NA
66016 | 12 GREEN AVE | No | No | NA | UNK-NOLG | NO | #VALUE! | PLB | UNK-NOLG | #VALUE! | 1982 | NON-LEAD | FVAO | historical reports | SF | No | UNK | UNK | 1982 | N/A |  | NA | NA | NA
29568 | 9 GREEN HOLLOW RD | No | No | NA | UNK-NOLG | NO | #VALUE! | PLB | UNK-NOLG | #VALUE! | 1960 | NON-LEAD | FVAO | historical reports | SF | No | UNK | UNK | 1960 | N/A |  | NA | NA | NA
29569 | 9A GREEN HOLLW RD | No | No | NA | UNK-NOLG | NO | #VALUE! | PLB | UNK-NOLG | #VALUE! | 1960 | NON-LEAD | FVAO | historical reports | SF | No | UNK | UNK | 1960 | N/A |  | NA | NA | NA
36515 | 1 GUERNSEY LN | No | No | NA | UNK-NOLG | NO | #VALUE! | PLB | UNK-NOLG | #VALUE! | 1984 | NON-LEAD | FVAO | historical reports | SF | No | UNK | UNK | 1984 | A | 1 | NA | NA | NA
36334 | 9 GUERNSEY LN | No | No | NA | UNK-NOLG | NO | #VALUE! | ALB | UNK-NOLG | #VALUE! | 2010 | NON-LEAD | FVAO | historical reports | SF | No | UNK | UNK | 2010 | N/A |  | NA | NA | NA
36335 | 11 GUERNSEY LN | No | No | NA | UNK-NOLG | NO | #VALUE! | PLB | UNK-NOLG | #VALUE! | 1980 | NON-LEAD | FVAO | historical reports | SF | No | UNK | UNK | 1980 | N/A |  | NA | NA | NA
36337 | 14 GUERNSEY LN | No | No | NA | UNK-NOLG | NO | #VALUE! | PLB | UNK-NOLG | #VALUE! | PLB | NON-LEAD | FVAO | historical reports | SF | No | UNK | UNK | 0 | N/A |  | NA | NA | NA
36360 | 16 GUERNSEY LN | No | No | NA | UNK-NOLG | NO | #VALUE! | PLB | UNK-NOLG | #VALUE! | 1974 | NON-LEAD | FVAO | historical reports | SF | No | UNK | UNK | 1974 | N/A |  | NA | NA | NA
36549 | 11A GUERNSEY LN | No | No | NA | UNK-NOLG | NO | #VALUE! | PLB | UNK-NOLG | #VALUE! | 1980 | NON-LEAD | FVAO | historical reports | SF | No | UNK | UNK | 1980 | N/A |  | NA | NA | NA
36548 | 1A GUERNSEY LN | No | No | NA | UNK-NOLG | NO | #VALUE! | PLB | UNK-NOLG | #VALUE! | 1984 | NON-LEAD | FVAO | historical reports | SF | No | UNK | UNK | 1984 | N/A |  | NA | NA | NA
36684 | 9A GUERNSEY LN | No | No | NA | UNK-NOLG | NO | #VALUE! | ALB | UNK-NOLG | #VALUE! | 2010 | NON-LEAD | FVAO | historical reports | SF | No | UNK | UNK | 2010 | N/A |  | NA | NA | NA
7027 | 1 GULL LN | No | No | NA | UNK-NOLG | NO | #VALUE! | PLB | UNK-NOLG | #VALUE! | 1975 | NON-LEAD | FVAO | historical reports | SF | No | UNK | UNK | 1975 | N/A |  | NA | NA | NA
7026 | 3 GULL LN | No | No | NA | UNK-NOLG | NO | #VALUE! | ALB | UNK-NOLG | #VALUE! | 1999 | NON-LEAD | FVAO | historical reports | SF | No | UNK | UNK | 1999 | N/A |  | NA | NA | NA
7023 | 4 GULL LN | No | No | NA | UNK-NOLG | NO | #VALUE! | ALB | UNK-NOLG | #VALUE! | 2001 | NON-LEAD | FVAO | historical reports | SF | No | UNK | UNK | 2001 | N/A |  | NA | NA | NA
7025 | 5 GULL LN | No | No | NA | UNK-NOLG | NO | #VALUE! | PLB | UNK-NOLG | #VALUE! | 1930 | NON-LEAD | FVAO | historical reports | SF | No | UNK | UNK | 1930 | N/A |  | NA | NA | NA
21043 | 7 HAMBLEN WAY | No | No | NA | UNK-NOLG | NO | #VALUE! | ALB | UNK-NOLG | #VALUE! | 2015 | NON-LEAD | FVAO | historical reports | SF | No | UNK | UNK | 2015 | N/A |  | NA | NA | NA
21056 | 12 HAMBLEN WAY | No | No | NA | UNK-NOLG | NO | #VALUE! | PLB | UNK-NOLG | #VALUE! | 1985 | NON-LEAD | FVAO | historical reports | SF | No | UNK | UNK | 1985 | N/A |  | NA | NA | NA
21045 | 17 HAMBLEN WAY | No | No | NA | UNK-NOLG | NO | #VALUE! | PLB | UNK-NOLG | #VALUE! | 1950 | NON-LEAD | FVAO | historical reports | SF | No | UNK | UNK | 1950 | N/A |  | NA | NA | NA
21673 | 26 HAMBLEN WAY | No | No | NA | UNK-NOLG | NO | #VALUE! | PLB | UNK-NOLG | #VALUE! | 1985 | NON-LEAD | FVAO | historical reports | SF | No | UNK | UNK | 1985 | N/A |  | NA | NA | NA
21662 | 30 HAMBLEN WAY | No | No | NA | UNK-NOLG | NO | #VALUE! | ALB | UNK-NOLG | #VALUE! | 1997 | NON-LEAD | FVAO | historical reports | SF | No | UNK | UNK | 1997 | N/A |  | NA | NA | NA
21047 | 31 HAMBLEN WAY | No | No | NA | UNK-NOLG | NO | #VALUE! | PLB | UNK-NOLG | #VALUE! | 1968 | NON-LEAD | FVAO | historical reports | SF | No | UNK | UNK | 1968 | N/A |  | NA | NA | NA
21507 | 36 HAMBLEN WAY | No | No | NA | UNK-NOLG | NO | #VALUE! | PLB | UNK-NOLG | #VALUE! | 1982 | NON-LEAD | FVAO | historical reports | SF | No | UNK | UNK | 1982 | N/A |  | NA | NA | NA
21571 | 40 HAMBLEN WAY | No | No | NA | UNK-NOLG | NO | #VALUE! | PLB | UNK-NOLG | #VALUE! | 1980 | NON-LEAD | FVAO | historical reports | SF | No | UNK | UNK | 1980 | N/A |  | NA | NA | NA
21049 | 45 HAMBLEN WAY | No | No | NA | UNK-NOLG | NO | #VALUE! | PLB | UNK-NOLG | #VALUE! | 1948 | NON-LEAD | FVAO | historical reports | SF | No | UNK | UNK | 1948 | N/A |  | NA | NA | NA
21057 | 46 HAMBLEN WAY | No | No | NA | UNK-NOLG | NO | #VALUE! | ALB | UNK-NOLG | #VALUE! | 2015 | NON-LEAD | FVAO | historical reports | SF | No | UNK | UNK | 2015 | N/A |  | NA | NA | NA
21660 | 49 HAMBLEN WAY | No | No | NA | UNK-NOLG | NO | #VALUE! | ALB | UNK-NOLG | #VALUE! | 1987 | NON-LEAD | FVAO | historical reports | SF | No | UNK | UNK | 1987 | N/A |  | NA | NA | NA
21680 | 50 HAMBLEN WAY | No | No | NA | UNK-NOLG | NO | #VALUE! | ALB | UNK-NOLG | #VALUE! | 2015 | NON-LEAD | FVAO | historical reports | SF | No | UNK | UNK | 2015 | N/A |  | NA | NA | NA
21773 | 49A HAMBLEN WAY | No | No | NA | UNK-NOLG | NO | #VALUE! | ALB | UNK-NOLG | #VALUE! | 1987 | NON-LEAD | FVAO | historical reports | SF | No | UNK | UNK | 1987 | N/A |  | NA | NA | NA
65089 | 5 HANNAH'S WAY | No | No | NA | UNK-NOLG | NO | #VALUE! | PLB | UNK-NOLG | #VALUE! | 1985 | NON-LEAD | FVAO | historical reports | SF | No | UNK | UNK | 1985 | N/A |  | NA | NA | NA
65079 | 6 HANNAH'S WAY | No | No | NA | UNK-NOLG | NO | #VALUE! | PLB | UNK-NOLG | #VALUE! | 1935 | NON-LEAD | FVAO | historical reports | SF | No | UNK | UNK | 1935 | N/A |  | NA | NA | NA
65081 | 8 HANNAH'S WAY | No | No | NA | UNK-NOLG | NO | #VALUE! | PLB | UNK-NOLG | #VALUE! | 1890 | NON-LEAD | FVAO | historical reports | SF | No | UNK | UNK | 1890 | N/A |  | NA | NA | NA
65603 | 9 HANNAH'S WAY | No | No | NA | UNK-NOLG | NO | #VALUE! | ALB | UNK-NOLG | #VALUE! | 2000 | NON-LEAD | FVAO | historical reports | SF | No | UNK | UNK | 2000 | N/A |  | NA | NA | NA
65090 | 11 HANNAH'S WAY | No | No | NA | UNK-NOLG | NO | #VALUE! | PLB | UNK-NOLG | #VALUE! | 1970 | NON-LEAD | FVAO | historical reports | SF | No | UNK | UNK | 1970 | N/A |  | NA | NA | NA
65078 | 13 HANNAH'S WAY | No | No | NA | UNK-NOLG | NO | #VALUE! | PLB | UNK-NOLG | #VALUE! | 1985 | NON-LEAD | FVAO | historical reports | SF | No | UNK | UNK | 1985 | N/A |  | NA | NA | NA
65093 | 17 HANNAH'S WAY | No | No | NA | UNK-NOLG | NO | #VALUE! | PLB | UNK-NOLG | #VALUE! | 1984 | NON-LEAD | FVAO | historical reports | SF | No | UNK | UNK | 1984 | N/A |  | NA | NA | NA
65094 | 19 HANNAH'S WAY | No | No | NA | UNK-NOLG | NO | #VALUE! | PLB | UNK-NOLG | #VALUE! | 1975 | NON-LEAD | FVAO | historical reports | SF | No | UNK | UNK | 1975 | N/A |  | NA | NA | NA
65082 | 20 HANNAH'S WAY | No | No | NA | UNK-NOLG | NO | #VALUE! | PLB | UNK-NOLG | #VALUE! | 1900 | NON-LEAD | FVAO | historical reports | SF | No | UNK | UNK | 1900 | N/A |  | NA | NA | NA
65095 | 21 HANNAH'S WAY | No | No | NA | UNK-NOLG | NO | #VALUE! | PLB | UNK-NOLG | #VALUE! | 1945 | NON-LEAD | FVAO | historical reports | SF | No | UNK | UNK | 1945 | N/A |  | NA | NA | NA
65080 | 22 HANNAH'S WAY | No | No | NA | UNK-NOLG | NO | #VALUE! | PLB | UNK-NOLG | #VALUE! | 1978 | NON-LEAD | FVAO | historical reports | SF | No | UNK | UNK | 1978 | N/A |  | NA | NA | NA
65077 | 24 HANNAH'S WAY | No | No | NA | UNK-NOLG | NO | #VALUE! | PLB | UNK-NOLG | #VALUE! | 1982 | NON-LEAD | FVAO | historical reports | SF | No | UNK | UNK | 1982 | N/A |  | NA | NA | NA
65096 | 25 HANNAH'S WAY | No | No | NA | UNK-NOLG | NO | #VALUE! | PLB | UNK-NOLG | #VALUE! | 1982 | NON-LEAD | FVAO | historical reports | SF | No | UNK | UNK | 1982 | N/A |  | NA | NA | NA
65074 | 32 HANNAH'S WAY | No | No | NA | UNK-NOLG | NO | #VALUE! | PLB | UNK-NOLG | #VALUE! | 1920 | NON-LEAD | FVAO | historical reports | SF | No | UNK | UNK | 1920 | N/A |  | NA | NA | NA
65072 | 36 HANNAH'S WAY | No | No | NA | UNK-NOLG | NO | #VALUE! | ALB | UNK-NOLG | #VALUE! | 2018 | NON-LEAD | FVAO | historical reports | SF | No | UNK | UNK | 2018 | N/A |  | NA | NA | NA
65555 | 13A HANNAH'S WAY | No | No | NA | UNK-NOLG | NO | #VALUE! | PLB | UNK-NOLG | #VALUE! | 1985 | NON-LEAD | FVAO | historical reports | SF | No | UNK | UNK | 1985 | N/A |  | NA | NA | NA
65553 | 30 HANNAH'S WAY - LEFT | No | No | NA | UNK-NOLG | NO | #VALUE! | PLB | UNK-NOLG | #VALUE! | 1966 | NON-LEAD | FVAO | historical reports | SF | No | UNK | UNK | 1966 | N/A |  | NA | NA | NA
65076 | 30 HANNAH'S WAY - RIGHT | No | No | NA | UNK-NOLG | NO | #VALUE! | PLB | UNK-NOLG | #VALUE! | 1966 | NON-LEAD | FVAO | historical reports | SF | No | UNK | UNK | 1966 | N/A |  | NA | NA | NA
57413 | 4 HAYSTACK LN | No | No | NA | UNK-NOLG | NO | #VALUE! | PLB | UNK-NOLG | #VALUE! | 1940 | NON-LEAD | FVAO | historical reports | SF | No | UNK | UNK | 1940 | N/A |  | NA | NA | NA
57416 | 5 HAYSTACK LN | No | No | NA | UNK-NOLG | NO | #VALUE! | ALB | UNK-NOLG | #VALUE! | 1998 | NON-LEAD | FVAO | historical reports | SF | No | UNK | UNK | 1998 | N/A |  | NA | NA | NA
57415 | 8 HAYSTACK LN | No | No | NA | UNK-NOLG | NO | #VALUE! | PLB | UNK-NOLG | #VALUE! | 1950 | NON-LEAD | FVAO | historical reports | SF | No | UNK | UNK | 1950 | N/A |  | NA | NA | NA
59050 | 9 HAYSTACK LN | No | No | NA | UNK-NOLG | NO | #VALUE! | PLB | UNK-NOLG | #VALUE! | 1950 | NON-LEAD | FVAO | historical reports | SF | No | UNK | UNK | 1950 | N/A |  | NA | NA | NA
59049 | 12 HAYSTACK LN | No | No | NA | UNK-NOLG | NO | #VALUE! | PLB | UNK-NOLG | #VALUE! | 1948 | NON-LEAD | FVAO | historical reports | SF | No | UNK | UNK | 1948 | N/A |  | NA | NA | NA
59048 | 16 HAYSTACK LN | No | No | NA | UNK-NOLG | NO | #VALUE! | PLB | UNK-NOLG | #VALUE! | 1935 | NON-LEAD | FVAO | historical reports | SF | No | UNK | UNK | 1935 | N/A |  | NA | NA | NA
59052 | 19 HAYSTACK LN | No | No | NA | UNK-NOLG | NO | #VALUE! | PLB | UNK-NOLG | #VALUE! | 1984 | NON-LEAD | FVAO | historical reports | SF | No | UNK | UNK | 1984 | N/A |  | NA | NA | NA
29056 | 8 HERRING CREEK RD | No | No | NA | UNK-NOLG | NO | #VALUE! | PLB | UNK-NOLG | #VALUE! | 1981 | NON-LEAD | FVAO | historical reports | SF | No | UNK | UNK | 1981 | N/A |  | NA | NA | NA
29054 | 20 HERRING CREEK RD | No | No | NA | UNK-NOLG | NO | #VALUE! | ALB | UNK-NOLG | #VALUE! | 2015 | NON-LEAD | FVAO | historical reports | SF | No | UNK | UNK | 2015 | N/A |  | NA | NA | NA
29557 | 21 HERRING CREEK RD | No | No | NA | UNK-NOLG | NO | #VALUE! | ALB | UNK-NOLG | #VALUE! | 2003 | NON-LEAD | FVAO | historical reports | SF | No | UNK | UNK | 2003 | N/A |  | NA | NA | NA
29522 | 22 HERRING CREEK RD | No | No | NA | UNK-NOLG | NO | #VALUE! | ALB | UNK-NOLG | #VALUE! | 2015 | NON-LEAD | FVAO | historical reports | SF | No | UNK | UNK | 2015 | N/A |  | NA | NA | NA
29539 | 23 HERRING CREEK RD | No | No | NA | UNK-NOLG | NO | #VALUE! | ALB | UNK-NOLG | #VALUE! | 2005 | NON-LEAD | FVAO | historical reports | SF | No | UNK | UNK | 2005 | N/A |  | NA | NA | NA
29053 | 24 HERRING CREEK RD | No | No | NA | UNK-NOLG | NO | #VALUE! | PLB | UNK-NOLG | #VALUE! | 1945 | NON-LEAD | FVAO | historical reports | SF | No | UNK | UNK | 1945 | N/A |  | NA | NA | NA
29537 | 25 HERRING CREEK RD | No | No | NA | UNK-NOLG | NO | #VALUE! | ALB | UNK-NOLG | #VALUE! | 2002 | NON-LEAD | FVAO | historical reports | SF | No | UNK | UNK | 2002 | N/A |  | NA | NA | NA
29591 | 27 HERRING CREEK RD | No | No | NA | UNK-NOLG | NO | #VALUE! | ALB | UNK-NOLG | #VALUE! | 2005 | NON-LEAD | FVAO | historical reports | SF | No | UNK | UNK | 2005 | N/A |  | NA | NA | NA
29516 | 32 HERRING CREEK RD | No | No | NA | UNK-NOLG | NO | #VALUE! | PLB | UNK-NOLG | #VALUE! | 1943 | NON-LEAD | FVAO | historical reports | SF | No | UNK | UNK | 1943 | N/A |  | NA | NA | NA
29051 | 32 HERRING CREEK RD | No | No | NA | UNK-NOLG | NO | #VALUE! | PLB | UNK-NOLG | #VALUE! | 1943 | NON-LEAD | FVAO | historical reports | NONRES | No | UNK | UNK | 1943 | N/A |  | NA | NA | NA
36205 | 52 HERRING CREEK RD | No | No | NA | UNK-NOLG | NO | #VALUE! | PLB | UNK-NOLG | #VALUE! | 1978 | NON-LEAD | FVAO | historical reports | SF | No | UNK | UNK | 1978 | N/A |  | NA | NA | NA
36204 | 56 HERRING CREEK RD | No | No | NA | UNK-NOLG | NO | #VALUE! | ALB | UNK-NOLG | #VALUE! | 2002 | NON-LEAD | FVAO | historical reports | SF | No | UNK | UNK | 2002 | N/A |  | NA | NA | NA
36031 | 59 HERRING CREEK RD | No | No | NA | UNK-NOLG | NO | #VALUE! | PLB | UNK-NOLG | #VALUE! | 1973 | NON-LEAD | FVAO | historical reports | SF | No | UNK | UNK | 1973 | N/A |  | NA | NA | NA
36517 | 60 HERRING CREEK RD | No | No | NA | UNK-NOLG | NO | #VALUE! | PLB | UNK-NOLG | #VALUE! | 1984 | NON-LEAD | FVAO | historical reports | SF | No | UNK | UNK | 1984 | N/A |  | NA | NA | NA
36203 | 62 HERRING CREEK RD | No | No | NA | UNK-NOLG | NO | #VALUE! | PLB | UNK-NOLG | #VALUE! | 1979 | NON-LEAD | FVAO | historical reports | SF | No | UNK | UNK | 1979 | N/A |  | NA | NA | NA
36033 | 63 HERRING CREEK RD | No | No | NA | UNK-NOLG | NO | #VALUE! | PLB | UNK-NOLG | #VALUE! | 1960 | NON-LEAD | FVAO | historical reports | SF | No | UNK | UNK | 1960 | N/A |  | NA | NA | NA
36034 | 65 HERRING CREEK RD | No | No | NA | UNK-NOLG | NO | #VALUE! | PLB | UNK-NOLG | #VALUE! | 1972 | NON-LEAD | FVAO | historical reports | SF | No | UNK | UNK | 1972 | N/A |  | NA | NA | NA
36201 | 66 HERRING CREEK RD | No | No | NA | UNK-NOLG | NO | #VALUE! | PLB | UNK-NOLG | #VALUE! | 1970 | NON-LEAD | FVAO | historical reports | SF | No | UNK | UNK | 1970 | N/A |  | NA | NA | NA
36054 | 69 HERRING CREEK RD | No | No | NA | UNK-NOLG | NO | #VALUE! | ALB | UNK-NOLG | #VALUE! | 2003 | NON-LEAD | FVAO | historical reports | SF | No | UNK | UNK | 2003 | N/A |  | NA | NA | NA
36149 | 117 HERRING CREEK RD | No | No | NA | UNK-NOLG | NO | #VALUE! | ALB | UNK-NOLG | #VALUE! | 2011 | NON-LEAD | FVAO | historical reports | SF | No | UNK | UNK | 2011 | N/A |  | NA | NA | NA
36148 | 119 HERRING CREEK RD | No | No | NA | UNK-NOLG | NO | #VALUE! | PLB | UNK-NOLG | #VALUE! | 1965 | NON-LEAD | FVAO | historical reports | SF | No | UNK | UNK | 1965 | N/A |  | NA | NA | NA
29570 | 8A HERRING CREEK RD | No | No | NA | UNK-NOLG | NO | #VALUE! | PLB | UNK-NOLG | #VALUE! | 1980 | NON-LEAD | FVAO | historical reports | SF | No | UNK | UNK | 1980 | N/A |  | NA | NA | NA
36182 | 70 HERRING CREEK RD. | No | No | NA | UNK-NOLG | NO | #VALUE! | PLB | UNK-NOLG | #VALUE! | 1978 | NON-LEAD | FVAO | historical reports | SF | No | UNK | UNK | 1978 | N/A |  | NA | NA | NA
7841 | 1 HIDDEN COVE RD | No | No | NA | UNK-NOLG | NO | #VALUE! | ALB | UNK-NOLG | #VALUE! | 2002 | NON-LEAD | FVAO | historical reports | SF | No | UNK | UNK | 2002 | N/A |  | NA | NA | NA
66158 | 25 HIGH ST | No | No | NA | UNK-NOLG | NO | #VALUE! | PLB | UNK-NOLG | #VALUE! | 1975 | NON-LEAD | FVAO | historical reports | SF | No | UNK | UNK | 1975 | N/A |  | NA | NA | NA
65198 | 42 HIGH ST | No | No | NA | UNK-NOLG | NO | #VALUE! | ALB | UNK-NOLG | #VALUE! | 1996 | NON-LEAD | FVAO | historical reports | SF | No | UNK | UNK | 1996 | N/A |  | NA | NA | NA
65614 | 46 HIGH ST | No | No | NA | UNK-NOLG | NO | #VALUE! | ALB | UNK-NOLG | #VALUE! | 1996 | NON-LEAD | FVAO | historical reports | SF | No | UNK | UNK | 1996 | N/A |  | NA | NA | NA
65613 | 48 HIGH ST | No | No | NA | UNK-NOLG | NO | #VALUE! | ALB | UNK-NOLG | #VALUE! | 1996 | NON-LEAD | FVAO | historical reports | SF | No | UNK | UNK | 1996 | N/A |  | NA | NA | NA
65132 | 49 HIGH ST | No | No | NA | UNK-NOLG | NO | #VALUE! | ALB | UNK-NOLG | #VALUE! | 1998 | NON-LEAD | FVAO | historical reports | SF | No | UNK | UNK | 1998 | N/A |  | NA | NA | NA
65615 | 50 HIGH ST, UNIT 1 (LEFT) | No | No | NA | UNK-NOLG | NO | #VALUE! | ALB | UNK-NOLG | #VALUE! | 1996 | NON-LEAD | FVAO | historical reports | SF | No | UNK | UNK | 1996 | N/A |  | NA | NA | NA
65197 | 50 HIGH ST, UNIT 2 (RIGHT) | No | No | NA | UNK-NOLG | NO | #VALUE! | ALB | UNK-NOLG | #VALUE! | 1996 | NON-LEAD | FVAO | historical reports | SF | No | UNK | UNK | 1996 | N/A |  | NA | NA | NA
11335 | 1 HOLLOW WAY | No | No | NA | UNK-NOLG | NO | #VALUE! | ALB | UNK-NOLG | #VALUE! | 2018 | NON-LEAD | FVAO | historical reports | SF | No | UNK | UNK | 2018 | N/A |  | NA | NA | NA
11334 | 5 HOLLOW WAY | No | No | NA | UNK-NOLG | NO | #VALUE! | ALB | UNK-NOLG | #VALUE! | 1989 | NON-LEAD | FVAO | historical reports | SF | No | UNK | UNK | 1989 | N/A |  | NA | NA | NA
11331 | 6 HOLLOW WAY | No | No | NA | UNK-NOLG | NO | #VALUE! | PLB | UNK-NOLG | #VALUE! | 1985 | NON-LEAD | FVAO | historical reports | SF | No | UNK | UNK | 1985 | N/A |  | NA | NA | NA
11332 | 10 HOLLOW WAY | No | No | NA | UNK-NOLG | NO | #VALUE! | ALB | UNK-NOLG | #VALUE! | 2011 | NON-LEAD | FVAO | historical reports | SF | No | UNK | UNK | 2011 | A | 1 | NA | NA | NA
11653 | 10A HOLLOW WAY | No | No | NA | UNK-NOLG | NO | #VALUE! | ALB | UNK-NOLG | #VALUE! | 2011 | NON-LEAD | FVAO | historical reports | SF | No | UNK | UNK | 2011 | N/A |  | NA | NA | NA
21132 | 20 HOLLY BEAR LN | No | No | NA | UNK-NOLG | NO | #VALUE! | ALB | UNK-NOLG | #VALUE! | 1998 | NON-LEAD | FVAO | historical reports | SF | No | UNK | UNK | 1998 | N/A |  | NA | NA | NA
21777 | 26 HOLLY BEAR LN | No | No | NA | UNK-NOLG | NO | #VALUE! | ALB | UNK-NOLG | #VALUE! | 1987 | NON-LEAD | FVAO | historical reports | SF | No | UNK | UNK | 1987 | N/A |  | NA | NA | NA
21775 | 28 HOLLY BEAR LN | No | No | NA | UNK-NOLG | NO | #VALUE! | PLB | UNK-NOLG | #VALUE! | PLB | NON-LEAD | FVAO | historical reports | SF | No | UNK | UNK | #N/A | N/A |  | NA | NA | NA
21565 | 36 HOLLY BEAR LN | No | No | NA | UNK-NOLG | NO | #VALUE! | PLB | UNK-NOLG | #VALUE! | 1978 | NON-LEAD | FVAO | historical reports | SF | No | UNK | UNK | 1978 | N/A |  | NA | NA | NA
21129 | 39 HOLLY BEAR LN | No | No | NA | UNK-NOLG | NO | #VALUE! | PLB | UNK-NOLG | #VALUE! | 1979 | NON-LEAD | FVAO | historical reports | SF | No | UNK | UNK | 1979 | N/A |  | NA | NA | NA
21566 | 42 HOLLY BEAR LN | No | No | NA | UNK-NOLG | NO | #VALUE! | ALB | UNK-NOLG | #VALUE! | 2014 | NON-LEAD | FVAO | historical reports | SF | No | UNK | UNK | 2014 | N/A |  | NA | NA | NA
21754 | 49 HOLLY BEAR LN | No | No | NA | UNK-NOLG | NO | #VALUE! | PLB | UNK-NOLG | #VALUE! | 1980 | NON-LEAD | FVAO | historical reports | SF | No | UNK | UNK | 1980 | N/A |  | NA | NA | NA
21752 | 52 HOLLY BEAR LN | No | No | NA | UNK-NOLG | NO | #VALUE! | PLB | UNK-NOLG | #VALUE! | 1980 | NON-LEAD | FVAO | historical reports | SF | No | UNK | UNK | 1980 | N/A |  | NA | NA | NA
21753 | 54 HOLLY BEAR LN | No | No | NA | UNK-NOLG | NO | #VALUE! | ALB | UNK-NOLG | #VALUE! | 1988 | NON-LEAD | FVAO | historical reports | SF | No | UNK | UNK | 1988 | N/A |  | NA | NA | NA
28519 | 2 HYE LN | No | No | NA | UNK-NOLG | NO | #VALUE! | PLB | UNK-NOLG | #VALUE! | PLB | NON-LEAD | FVAO | historical reports | SF | No | UNK | UNK | #N/A | N/A |  | NA | NA | NA
28518 | 3 HYE LN | No | No | NA | UNK-NOLG | NO | #VALUE! | PLB | UNK-NOLG | #VALUE! | 1983 | NON-LEAD | FVAO | historical reports | SF | No | UNK | UNK | 1983 | A | 1 | NA | NA | NA
28520 | 4 HYE LN | No | No | NA | UNK-NOLG | NO | #VALUE! | PLB | UNK-NOLG | #VALUE! | 1984 | NON-LEAD | FVAO | historical reports | SF | No | UNK | UNK | 1984 | A | 1 | NA | NA | NA
28501 | 1 HYE RD | No | No | NA | UNK-NOLG | NO | #VALUE! | PLB | UNK-NOLG | #VALUE! | 1984 | NON-LEAD | FVAO | historical reports | SF | No | UNK | UNK | 1984 | A | 1 | NA | NA | NA
28502 | 5 HYE RD | No | No | NA | UNK-NOLG | NO | #VALUE! | ALB | UNK-NOLG | #VALUE! | 1986 | NON-LEAD | FVAO | historical reports | SF | No | UNK | UNK | 1986 | N/A |  | NA | NA | NA
28517 | 6 HYE RD | No | No | NA | UNK-NOLG | NO | #VALUE! | PLB | UNK-NOLG | #VALUE! | 1983 | NON-LEAD | FVAO | historical reports | SF | No | UNK | UNK | 1983 | N/A |  | NA | NA | NA
28503 | 7 HYE RD | No | No | NA | UNK-NOLG | NO | #VALUE! | ALB | UNK-NOLG | #VALUE! | 1999 | NON-LEAD | FVAO | historical reports | SF | No | UNK | UNK | 1999 | N/A |  | NA | NA | NA
28516 | 8 HYE RD | No | No | NA | UNK-NOLG | NO | #VALUE! | ALB | UNK-NOLG | #VALUE! | 2000 | NON-LEAD | FVAO | historical reports | SF | No | UNK | UNK | 2000 | N/A |  | NA | NA | NA
28504 | 9 HYE RD | No | No | NA | UNK-NOLG | NO | #VALUE! | ALB | UNK-NOLG | #VALUE! | 1998 | NON-LEAD | FVAO | historical reports | SF | No | UNK | UNK | 1998 | N/A |  | NA | NA | NA
28505 | 11 HYE RD | No | No | NA | UNK-NOLG | NO | #VALUE! | ALB | UNK-NOLG | #VALUE! | 1991 | NON-LEAD | FVAO | historical reports | SF | No | UNK | UNK | 1991 | N/A |  | NA | NA | NA
28506 | 13 HYE RD | No | No | NA | UNK-NOLG | NO | #VALUE! | ALB | UNK-NOLG | #VALUE! | 2000 | NON-LEAD | FVAO | historical reports | SF | No | UNK | UNK | 2000 | N/A |  | NA | NA | NA
28914 | 14 HYE RD | No | No | NA | UNK-NOLG | NO | #VALUE! | PLB | UNK-NOLG | #VALUE! | PLB | NON-LEAD | FVAO | historical reports | SF | No | UNK | UNK | #N/A | N/A |  | NA | NA | NA
28901 | 14 HYE RD | No | No | NA | UNK-NOLG | NO | #VALUE! | PLB | UNK-NOLG | #VALUE! | PLB | NON-LEAD | FVAO | historical reports | SF | No | UNK | UNK | #N/A | N/A |  | NA | NA | NA
28507 | 15 HYE RD | No | No | NA | UNK-NOLG | NO | #VALUE! | PLB | UNK-NOLG | #VALUE! | 1980 | NON-LEAD | FVAO | historical reports | SF | No | UNK | UNK | 1980 | N/A |  | NA | NA | NA
28902 | 15 HYE RD | No | No | NA | UNK-NOLG | NO | #VALUE! | PLB | UNK-NOLG | #VALUE! | 1980 | NON-LEAD | FVAO | historical reports | SF | No | UNK | UNK | 1980 | N/A |  | NA | NA | NA
28915 | 15 HYE RD | No | No | NA | UNK-NOLG | NO | #VALUE! | PLB | UNK-NOLG | #VALUE! | 1980 | NON-LEAD | FVAO | historical reports | SF | No | UNK | UNK | 1980 | N/A |  | NA | NA | NA
28514 | 16 HYE RD | No | No | NA | UNK-NOLG | NO | #VALUE! | ALB | UNK-NOLG | #VALUE! | 2000 | NON-LEAD | FVAO | historical reports | SF | No | UNK | UNK | 2000 | N/A |  | NA | NA | NA
28916 | 16 HYE RD | No | No | NA | UNK-NOLG | NO | #VALUE! | PLB | UNK-NOLG | #VALUE! | 1981 | NON-LEAD | FVAO | historical reports | SF | No | UNK | UNK | 1981 | N/A |  | NA | NA | NA
28917 | 17 HYE RD | No | No | NA | UNK-NOLG | NO | #VALUE! | PLB | UNK-NOLG | #VALUE! | PLB | NON-LEAD | FVAO | historical reports | SF | No | UNK | UNK | #N/A | N/A |  | NA | NA | NA
28508 | 19 HYE RD | No | No | NA | UNK-NOLG | NO | #VALUE! | ALB | UNK-NOLG | #VALUE! | 1989 | NON-LEAD | FVAO | historical reports | SF | No | UNK | UNK | 1989 | N/A |  | NA | NA | NA
28919 | 19 HYE RD | No | No | NA | UNK-NOLG | NO | #VALUE! | ALB | UNK-NOLG | #VALUE! | 1989 | NON-LEAD | FVAO | historical reports | SF | No | UNK | UNK | 1989 | N/A |  | NA | NA | NA
28513 | 20 HYE RD | No | No | NA | UNK-NOLG | NO | #VALUE! | PLB | UNK-NOLG | #VALUE! | 1981 | NON-LEAD | FVAO | historical reports | SF | No | UNK | UNK | 1981 | N/A |  | NA | NA | NA
28509 | 23 HYE RD | No | No | NA | UNK-NOLG | NO | #VALUE! | PLB | UNK-NOLG | #VALUE! | 1981 | NON-LEAD | FVAO | historical reports | SF | No | UNK | UNK | 1981 | N/A |  | NA | NA | NA
28512 | 24 HYE RD | No | No | NA | UNK-NOLG | NO | #VALUE! | PLB | UNK-NOLG | #VALUE! | 1981 | NON-LEAD | FVAO | historical reports | SF | No | UNK | UNK | 1981 | N/A |  | NA | NA | NA
28510 | 25 HYE RD | No | No | NA | UNK-NOLG | NO | #VALUE! | PLB | UNK-NOLG | #VALUE! | 1984 | NON-LEAD | FVAO | historical reports | SF | No | UNK | UNK | 1984 | N/A |  | NA | NA | NA
28729 | 26 HYE RD | No | No | NA | UNK-NOLG | NO | #VALUE! | ALB | UNK-NOLG | #VALUE! | 2001 | NON-LEAD | FVAO | historical reports | SF | No | UNK | UNK | 2001 | N/A |  | NA | NA | NA
28601 | 16A HYE RD | No | No | NA | UNK-NOLG | NO | #VALUE! | ALB | UNK-NOLG | #VALUE! | 2000 | NON-LEAD | FVAO | historical reports | SF | No | UNK | UNK | 2000 | N/A |  | NA | NA | NA
28515 | 2 HYE WAY | No | No | NA | UNK-NOLG | NO | #VALUE! | PLB | UNK-NOLG | #VALUE! | 1981 | NON-LEAD | FVAO | historical reports | SF | No | UNK | UNK | 1981 | N/A |  | NA | NA | NA
28548 | 4 HYE WAY | No | No | NA | UNK-NOLG | NO | #VALUE! | ALB | UNK-NOLG | #VALUE! | 2006 | NON-LEAD | FVAO | historical reports | SF | No | UNK | UNK | 2006 | N/A |  | NA | NA | NA
28602 | 2A HYE WAY | No | No | NA | UNK-NOLG | NO | #VALUE! | PLB | UNK-NOLG | #VALUE! | 1981 | NON-LEAD | FVAO | historical reports | SF | No | UNK | UNK | 1981 | N/A |  | NA | NA | NA
63572 | 1 JENNEY WAY | No | No | NA | UNK-NOLG | NO | #VALUE! | PLB | UNK-NOLG | #VALUE! | 1977 | NON-LEAD | FVAO | historical reports | SF | No | UNK | UNK | 1977 | N/A |  | NA | NA | NA
63573 | 2 JENNEY WAY | No | No | NA | UNK-NOLG | NO | #VALUE! | PLB | UNK-NOLG | #VALUE! | 1977 | NON-LEAD | FVAO | historical reports | SF | No | UNK | UNK | 1977 | N/A |  | NA | NA | NA
63574 | 3 JENNEY WAY | No | No | NA | UNK-NOLG | NO | #VALUE! | PLB | UNK-NOLG | #VALUE! | 1977 | NON-LEAD | FVAO | historical reports | SF | No | UNK | UNK | 1977 | N/A |  | NA | NA | NA
63575 | 4 JENNEY WAY | No | No | NA | UNK-NOLG | NO | #VALUE! | PLB | UNK-NOLG | #VALUE! | 1977 | NON-LEAD | FVAO | historical reports | SF | No | UNK | UNK | 1977 | N/A |  | NA | NA | NA
63576 | 5 JENNEY WAY | No | No | NA | UNK-NOLG | NO | #VALUE! | PLB | UNK-NOLG | #VALUE! | 1977 | NON-LEAD | FVAO | historical reports | SF | No | UNK | UNK | 1977 | N/A |  | NA | NA | NA
63577 | 6 JENNEY WAY | No | No | NA | UNK-NOLG | NO | #VALUE! | PLB | UNK-NOLG | #VALUE! | 1977 | NON-LEAD | FVAO | historical reports | SF | No | UNK | UNK | 1977 | N/A |  | NA | NA | NA
63578 | 7 JENNEY WAY | No | No | NA | UNK-NOLG | NO | #VALUE! | PLB | UNK-NOLG | #VALUE! | 1977 | NON-LEAD | FVAO | historical reports | SF | No | UNK | UNK | 1977 | N/A |  | NA | NA | NA
63579 | 8 JENNEY WAY | No | No | NA | UNK-NOLG | NO | #VALUE! | PLB | UNK-NOLG | #VALUE! | 1977 | NON-LEAD | FVAO | historical reports | SF | No | UNK | UNK | 1977 | N/A |  | NA | NA | NA
63580 | 9 JENNEY WAY | No | No | NA | UNK-NOLG | NO | #VALUE! | PLB | UNK-NOLG | #VALUE! | 1977 | NON-LEAD | FVAO | historical reports | SF | No | UNK | UNK | 1977 | N/A |  | NA | NA | NA
63581 | 10 JENNEY WAY | No | No | NA | UNK-NOLG | NO | #VALUE! | PLB | UNK-NOLG | #VALUE! | 1977 | NON-LEAD | FVAO | historical reports | SF | No | UNK | UNK | 1977 | N/A |  | NA | NA | NA
58193 | 5 JERNEGAN AVE | No | No | NA | UNK-NOLG | NO | #VALUE! | PLB | UNK-NOLG | #VALUE! | 1930 | NON-LEAD | FVAO | historical reports | SF | No | UNK | UNK | 1930 | N/A |  | NA | NA | NA
58194 | 9 JERNEGAN AVE | No | No | NA | UNK-NOLG | NO | #VALUE! | ALB | UNK-NOLG | #VALUE! | 2003 | NON-LEAD | FVAO | historical reports | SF | No | UNK | UNK | 2003 | N/A |  | NA | NA | NA
58192 | 11 JERNEGAN AVE | No | No | NA | UNK-NOLG | NO | #VALUE! | ALB | UNK-NOLG | #VALUE! | 1987 | NON-LEAD | FVAO | historical reports | SF | No | UNK | UNK | 1987 | N/A |  | NA | NA | NA
58175 | 14 JERNEGAN AVE | No | No | NA | UNK-NOLG | NO | #VALUE! | PLB | UNK-NOLG | #VALUE! | 1940 | NON-LEAD | FVAO | historical reports | SF | No | UNK | UNK | 1940 | N/A |  | NA | NA | NA
58593 | 5A JERNEGAN AVE | No | No | NA | UNK-NOLG | NO | #VALUE! | PLB | UNK-NOLG | #VALUE! | 1930 | NON-LEAD | FVAO | historical reports | SF | No | UNK | UNK | 1930 | N/A |  | NA | NA | NA
58594 | 9A JERNEGAN AVE. | No | No | NA | UNK-NOLG | NO | #VALUE! | ALB | UNK-NOLG | #VALUE! | 2003 | NON-LEAD | FVAO | historical reports | SF | No | UNK | UNK | 2003 | N/A |  | NA | NA | NA
21663 | 6 JERNEGAN POND RD | No | No | NA | UNK-NOLG | NO | #VALUE! | ALB | UNK-NOLG | #VALUE! | 1990 | NON-LEAD | FVAO | historical reports | SF | No | UNK | UNK | 1990 | N/A |  | NA | NA | NA
21758 | 15 JERNEGAN POND RD | No | No | NA | UNK-NOLG | NO | #VALUE! | PLB | UNK-NOLG | #VALUE! | 1966 | NON-LEAD | FVAO | historical reports | SF | No | UNK | UNK | 1966 | N/A |  | NA | NA | NA
21670 | 20 JERNEGAN POND RD | No | No | NA | UNK-NOLG | NO | #VALUE! | PLB | UNK-NOLG | #VALUE! | 1970 | NON-LEAD | FVAO | historical reports | SF | No | UNK | UNK | 1970 | N/A |  | NA | NA | NA
21678 | 31 JERNEGAN POND RD | No | No | NA | UNK-NOLG | NO | #VALUE! | ALB | UNK-NOLG | #VALUE! | 1996 | NON-LEAD | FVAO | historical reports | SF | No | UNK | UNK | 1996 | N/A |  | NA | NA | NA
21671 | 34 JERNEGAN POND RD | No | No | NA | UNK-NOLG | NO | #VALUE! | ALB | UNK-NOLG | #VALUE! | 1998 | NON-LEAD | FVAO | historical reports | SF | No | UNK | UNK | 1998 | N/A |  | NA | NA | NA
21750 | 35 JERNEGAN POND RD | No | No | NA | UNK-NOLG | NO | #VALUE! | PLB | UNK-NOLG | #VALUE! | 1985 | NON-LEAD | FVAO | historical reports | SF | No | UNK | UNK | 1985 | N/A |  | NA | NA | NA
21076 | 15A JERNEGAN POND RD | No | No | NA | UNK-NOLG | NO | #VALUE! | PLB | UNK-NOLG | #VALUE! | 1966 | NON-LEAD | FVAO | historical reports | SF | No | UNK | UNK | 1966 | N/A |  | NA | NA | NA
21569 | 20A JERNEGAN POND RD | No | No | NA | UNK-NOLG | NO | #VALUE! | PLB | UNK-NOLG | #VALUE! | 1970 | NON-LEAD | FVAO | historical reports | SF | No | UNK | UNK | 1970 | N/A |  | NA | NA | NA
51505 | 9 KANE LN, #6 | No | No | NA | UNK-NOLG | NO | #VALUE! | PLB | UNK-NOLG | #VALUE! | PLB | NON-LEAD | FVAO | historical reports | SF | No | UNK | UNK | #N/A | N/A |  | NA | NA | NA
51502 | 3 KANE LN, #K1 | No | No | NA | UNK-NOLG | NO | #VALUE! | PLB | UNK-NOLG | #VALUE! | PLB | NON-LEAD | FVAO | historical reports | SF | No | UNK | UNK | #N/A | N/A |  | NA | NA | NA
51504 | 5 KANE LN, #K3 | No | No | NA | UNK-NOLG | NO | #VALUE! | PLB | UNK-NOLG | #VALUE! | PLB | NON-LEAD | FVAO | historical reports | SF | No | UNK | UNK | #N/A | N/A |  | NA | NA | NA
51503 | 5 KANE LN, #K4 | No | No | NA | UNK-NOLG | NO | #VALUE! | PLB | UNK-NOLG | #VALUE! | PLB | NON-LEAD | FVAO | historical reports | SF | No | UNK | UNK | #N/A | N/A |  | NA | NA | NA
51506 | 9 KANE LN, #K5 | No | No | NA | UNK-NOLG | NO | #VALUE! | PLB | UNK-NOLG | #VALUE! | PLB | NON-LEAD | FVAO | historical reports | SF | No | UNK | UNK | #N/A | N/A |  | NA | NA | NA
51508 | 11 KANE LN, #K7 | No | No | NA | UNK-NOLG | NO | #VALUE! | PLB | UNK-NOLG | #VALUE! | PLB | NON-LEAD | FVAO | historical reports | SF | No | UNK | UNK | #N/A | N/A |  | NA | NA | NA
51507 | 11 KANE LN, #K8 | No | No | NA | UNK-NOLG | NO | #VALUE! | PLB | UNK-NOLG | #VALUE! | PLB | NON-LEAD | FVAO | historical reports | SF | No | UNK | UNK | #N/A | N/A |  | NA | NA | NA
45390 | 3 KATAMA BAY VIEW RD | No | No | NA | UNK-NOLG | NO | #VALUE! | ALB | UNK-NOLG | #VALUE! | 2003 | NON-LEAD | FVAO | historical reports | SF | No | UNK | UNK | 2003 | N/A |  | NA | NA | NA
36127 | 2 KATAMA DR | No | No | NA | UNK-NOLG | NO | #VALUE! | ALB | UNK-NOLG | #VALUE! | 1991 | NON-LEAD | FVAO | historical reports | SF | No | UNK | UNK | 1991 | N/A |  | NA | NA | NA
52560 | 2 KATAMA FARM RD SOUTH | No | No | NA | UNK-NOLG | NO | #VALUE! | PLB | UNK-NOLG | #VALUE! | 1983 | NON-LEAD | FVAO | historical reports | SF | No | UNK | UNK | 1983 | N/A |  | NA | NA | NA
46025 | 8 KATAMA POINT RD | No | No | NA | UNK-NOLG | NO | #VALUE! | PLB | UNK-NOLG | #VALUE! | 1930 | NON-LEAD | FVAO | historical reports | SF | No | UNK | UNK | 1930 | N/A |  | NA | NA | NA
46037 | 9 KATAMA POINT RD | No | No | NA | UNK-NOLG | NO | #VALUE! | PLB | UNK-NOLG | #VALUE! | 1985 | NON-LEAD | FVAO | historical reports | SF | No | UNK | UNK | 1985 | N/A |  | NA | NA | NA
46031 | 12 KATAMA POINT RD | No | No | NA | UNK-NOLG | NO | #VALUE! | PLB | UNK-NOLG | #VALUE! | 1973 | NON-LEAD | FVAO | historical reports | SF | No | UNK | UNK | 1973 | N/A |  | NA | NA | NA
46035 | 13 KATAMA POINT RD | No | No | NA | UNK-NOLG | NO | #VALUE! | ALB | UNK-NOLG | #VALUE! | 1997 | NON-LEAD | FVAO | historical reports | SF | No | UNK | UNK | 1997 | N/A |  | NA | NA | NA
46034 | 15 KATAMA POINT RD | No | No | NA | UNK-NOLG | NO | #VALUE! | PLB | UNK-NOLG | #VALUE! | 1972 | NON-LEAD | FVAO | historical reports | SF | No | UNK | UNK | 1972 | N/A |  | NA | NA | NA
46033 | 17 KATAMA POINT RD | No | No | NA | UNK-NOLG | NO | #VALUE! | PLB | UNK-NOLG | #VALUE! | 1960 | NON-LEAD | FVAO | historical reports | SF | No | UNK | UNK | 1960 | N/A |  | NA | NA | NA
51035 | 19 KATAMA POINT RD | No | No | NA | UNK-NOLG | NO | #VALUE! | ALB | UNK-NOLG | #VALUE! | 1997 | NON-LEAD | FVAO | historical reports | SF | No | UNK | UNK | 1997 | N/A |  | NA | NA | NA
52582 | 0 KATAMA RD | No | No | NA | UNK-NOLG | NO | #VALUE! | PLB | UNK-NOLG | #VALUE! | 1985 | NON-LEAD | FVAO | historical reports | NONRES | No | UNK | UNK | 1985 | N/A |  | NA | NA | NA
67028 | 0 KATAMA RD | No | No | NA | UNK-NOLG | NO | #VALUE! | PLB | UNK-NOLG | #VALUE! | 1975 | NON-LEAD | FVAO | historical reports | SF | No | UNK | UNK | 1975 | N/A |  | NA | NA | NA
67033 | 134 KATAMA RD | No | No | NA | UNK-NOLG | NO | #VALUE! | PLB | UNK-NOLG | #VALUE! | 1960 | NON-LEAD | FVAO | historical reports | SF | No | UNK | UNK | 1960 | N/A |  | NA | NA | NA
67018 | 137 KATAMA RD | No | No | NA | UNK-NOLG | NO | #VALUE! | ALB | UNK-NOLG | #VALUE! | 2002 | NON-LEAD | FVAO | historical reports | SF | No | UNK | UNK | 2002 | N/A |  | NA | NA | NA
67021 | 139 KATAMA RD | No | No | NA | UNK-NOLG | NO | #VALUE! | PLB | UNK-NOLG | #VALUE! | 1965 | NON-LEAD | FVAO | historical reports | SF | No | UNK | UNK | 1965 | N/A |  | NA | NA | NA
67030 | 144 KATAMA RD | No | No | NA | UNK-NOLG | NO | #VALUE! | PLB | UNK-NOLG | #VALUE! | 1980 | NON-LEAD | FVAO | historical reports | SF | No | UNK | UNK | 1980 | N/A |  | NA | NA | NA
67526 | 148 KATAMA RD | No | No | NA | UNK-NOLG | NO | #VALUE! | PLB | UNK-NOLG | #VALUE! | 1974 | NON-LEAD | FVAO | historical reports | SF | No | UNK | UNK | 1974 | N/A |  | NA | NA | NA
67027 | 150 KATAMA RD | No | No | NA | UNK-NOLG | NO | #VALUE! | PLB | UNK-NOLG | #VALUE! | 2007 | NON-LEAD | FVAO | historical reports | SF | No | UNK | UNK | 2007 | N/A |  | NA | NA | NA
67026 | 158 KATAMA RD | No | No | NA | UNK-NOLG | NO | #VALUE! | PLB | UNK-NOLG | #VALUE! | 1982 | NON-LEAD | FVAO | historical reports | SF | No | UNK | UNK | 1982 | N/A |  | NA | NA | NA
67025 | 162 KATAMA RD | No | No | NA | UNK-NOLG | NO | #VALUE! | PLB | UNK-NOLG | #VALUE! | 1930 | NON-LEAD | FVAO | historical reports | SF | No | UNK | UNK | 1930 | N/A |  | NA | NA | NA
67024 | 166 KATAMA RD | No | No | NA | UNK-NOLG | NO | #VALUE! | PLB | UNK-NOLG | #VALUE! | 1965 | NON-LEAD | FVAO | historical reports | NONRES | No | UNK | UNK | 1965 | N/A |  | NA | NA | NA
67023 | 170 KATAMA RD | No | No | NA | UNK-NOLG | NO | #VALUE! | ALB | UNK-NOLG | #VALUE! | 2001 | NON-LEAD | FVAO | historical reports | NONRES | No | UNK | UNK | 2001 | N/A |  | NA | NA | NA
29063 | 176 KATAMA RD | No | No | NA | UNK-NOLG | NO | #VALUE! | PLB | UNK-NOLG | #VALUE! | 1978 | NON-LEAD | FVAO | historical reports | NONRES | No | UNK | UNK | 1978 | N/A |  | NA | NA | NA
36062 | 178 KATAMA RD | No | No | NA | UNK-NOLG | NO | #VALUE! | PLB | UNK-NOLG | #VALUE! | 1928 | NON-LEAD | FVAO | historical reports | SF | No | UNK | UNK | 1928 | N/A |  | NA | NA | NA
29061 | 182 KATAMA RD | No | No | NA | UNK-NOLG | NO | #VALUE! | PLB | UNK-NOLG | #VALUE! | 1976 | NON-LEAD | FVAO | historical reports | SF | No | UNK | UNK | 1976 | N/A |  | NA | NA | NA
29592 | 190 KATAMA RD | No | No | NA | UNK-NOLG | NO | #VALUE! | ALB | UNK-NOLG | #VALUE! | 2019 | NON-LEAD | FVAO | historical reports | SF | No | UNK | UNK | 2019 | N/A |  | NA | NA | NA
29554 | 200 KATAMA RD | No | No | NA | UNK-NOLG | NO | #VALUE! | ALB | UNK-NOLG | #VALUE! | 2005 | NON-LEAD | FVAO | historical reports | SF | No | UNK | UNK | 2005 | N/A |  | NA | NA | NA
29594 | 202 KATAMA RD | No | No | NA | UNK-NOLG | NO | #VALUE! | ALB | UNK-NOLG | #VALUE! | 2006 | NON-LEAD | FVAO | historical reports | SF | No | UNK | UNK | 2006 | N/A |  | NA | NA | NA
29055 | 204 KATAMA RD | No | No | NA | UNK-NOLG | NO | #VALUE! | ALB | UNK-NOLG | #VALUE! | 2003 | NON-LEAD | FVAO | historical reports | SF | No | UNK | UNK | 2003 | N/A |  | NA | NA | NA
29538 | 208 KATAMA RD | No | No | NA | UNK-NOLG | NO | #VALUE! | PLB | UNK-NOLG | #VALUE! | 1948 | NON-LEAD | FVAO | historical reports | SF | No | UNK | UNK | 1948 | N/A |  | NA | NA | NA
29533 | 215 KATAMA RD | No | No | NA | UNK-NOLG | NO | #VALUE! | ALB | UNK-NOLG | #VALUE! | 1990 | NON-LEAD | FVAO | historical reports | SF | No | UNK | UNK | 1990 | N/A |  | NA | NA | NA
36018 | 220 KATAMA RD | No | No | NA | UNK-NOLG | NO | #VALUE! | ALB | UNK-NOLG | #VALUE! | 2002 | NON-LEAD | FVAO | historical reports | SF | No | UNK | UNK | 2002 | N/A |  | NA | NA | NA
36029 | 222 KATAMA RD | No | No | NA | UNK-NOLG | NO | #VALUE! | PLB | UNK-NOLG | #VALUE! | 1968 | NON-LEAD | FVAO | historical reports | SF | No | UNK | UNK | 1968 | N/A |  | NA | NA | NA
36053 | 232 KATAMA RD | No | No | NA | UNK-NOLG | NO | #VALUE! | ALB | UNK-NOLG | #VALUE! | 1991 | NON-LEAD | FVAO | historical reports | SF | No | UNK | UNK | 1991 | N/A |  | NA | NA | NA
36556 | 242 KATAMA RD | No | No | NA | UNK-NOLG | NO | #VALUE! | ALB | UNK-NOLG | #VALUE! | 1997 | NON-LEAD | FVAO | historical reports | SF | No | UNK | UNK | 1997 | N/A |  | NA | NA | NA
36302 | 243 KATAMA RD | No | No | NA | UNK-NOLG | NO | #VALUE! | ALB | UNK-NOLG | #VALUE! | 2008 | NON-LEAD | FVAO | historical reports | SF | No | UNK | UNK | 2008 | N/A |  | NA | NA | NA
36305 | 253 KATAMA RD | No | No | NA | UNK-NOLG | NO | #VALUE! | PLB | UNK-NOLG | #VALUE! | 1978 | NON-LEAD | FVAO | historical reports | SF | No | UNK | UNK | 1978 | N/A |  | NA | NA | NA
36306 | 257 KATAMA RD | No | No | NA | UNK-NOLG | NO | #VALUE! | PLB | UNK-NOLG | #VALUE! | 1950 | NON-LEAD | FVAO | historical reports | SF | No | UNK | UNK | 1950 | N/A |  | NA | NA | NA
36509 | 258 KATAMA RD | No | No | NA | UNK-NOLG | NO | #VALUE! | PLB | UNK-NOLG | #VALUE! | 1981 | NON-LEAD | FVAO | historical reports | SF | No | UNK | UNK | 1981 | N/A |  | NA | NA | NA
36372 | 260 KATAMA RD | No | No | NA | UNK-NOLG | NO | #VALUE! | ALB | UNK-NOLG | #VALUE! | 2002 | NON-LEAD | FVAO | historical reports | SF | No | UNK | UNK | 2002 | N/A |  | NA | NA | NA
36697 | 264 KATAMA RD | No | No | NA | UNK-NOLG | NO | #VALUE! | ALB | UNK-NOLG | #VALUE! | 2018 | NON-LEAD | FVAO | historical reports | SF | No | UNK | UNK | 2018 | N/A |  | NA | NA | NA
36348 | 269 KATAMA RD | No | No | NA | UNK-NOLG | NO | #VALUE! | PLB | UNK-NOLG | #VALUE! | 1982 | NON-LEAD | FVAO | historical reports | SF | No | UNK | UNK | 1982 | N/A |  | NA | NA | NA
36102 | 274 KATAMA RD | No | No | NA | UNK-NOLG | NO | #VALUE! | ALB | UNK-NOLG | #VALUE! | 2013 | NON-LEAD | FVAO | historical reports | SF | No | UNK | UNK | 2013 | N/A |  | NA | NA | NA
36500 | 274 KATAMA RD | No | No | NA | UNK-NOLG | NO | #VALUE! | ALB | UNK-NOLG | #VALUE! | 2013 | NON-LEAD | FVAO | historical reports | SF | No | UNK | UNK | 2013 | N/A |  | NA | NA | NA
36346 | 275 KATAMA RD | No | No | NA | UNK-NOLG | NO | #VALUE! | PLB | UNK-NOLG | #VALUE! | 1960 | NON-LEAD | FVAO | historical reports | SF | No | UNK | UNK | 1960 | N/A |  | NA | NA | NA
36553 | 295 KATAMA RD | No | No | NA | UNK-NOLG | NO | #VALUE! | ALB | UNK-NOLG | #VALUE! | 2004 | NON-LEAD | FVAO | historical reports | SF | No | UNK | UNK | 2004 | N/A |  | NA | NA | NA
36126 | 298 KATAMA RD | No | No | NA | UNK-NOLG | NO | #VALUE! | ALB | UNK-NOLG | #VALUE! | 2001 | NON-LEAD | FVAO | historical reports | SF | No | UNK | UNK | 2001 | N/A |  | NA | NA | NA
45038 | 311 KATAMA RD | No | No | NA | UNK-NOLG | NO | #VALUE! | ALB | UNK-NOLG | #VALUE! | 2019 | NON-LEAD | FVAO | historical reports | SF | No | UNK | UNK | 2019 | N/A |  | NA | NA | NA
45558 | 315 KATAMA RD | No | No | NA | UNK-NOLG | NO | #VALUE! | ALB | UNK-NOLG | #VALUE! | 2003 | NON-LEAD | FVAO | historical reports | SF | No | UNK | UNK | 2003 | N/A |  | NA | NA | NA
45559 | 407 KATAMA RD | No | No | NA | UNK-NOLG | NO | #VALUE! | PLB | UNK-NOLG | #VALUE! | 1984 | NON-LEAD | FVAO | historical reports | SF | No | UNK | UNK | 1984 | N/A |  | NA | NA | NA
45561 | 415 KATAMA RD | No | No | NA | UNK-NOLG | NO | #VALUE! | PLB | UNK-NOLG | #VALUE! | 1984 | NON-LEAD | FVAO | historical reports | SF | No | UNK | UNK | 1984 | N/A |  | NA | NA | NA
52549 | 483 KATAMA RD | No | No | NA | UNK-NOLG | NO | #VALUE! | PLB | UNK-NOLG | #VALUE! | 1950 | NON-LEAD | FVAO | historical reports | NONRES | No | UNK | UNK | 1950 | N/A |  | NA | NA | NA
67029 | 148A KATAMA RD | No | No | NA | UNK-NOLG | NO | #VALUE! | PLB | UNK-NOLG | #VALUE! | 1974 | NON-LEAD | FVAO | historical reports | SF | No | UNK | UNK | 1974 | N/A |  | NA | NA | NA
67527 | 148B KATAMA RD | No | No | NA | UNK-NOLG | NO | #VALUE! | PLB | UNK-NOLG | #VALUE! | 1974 | NON-LEAD | FVAO | historical reports | SF | No | UNK | UNK | 1974 | N/A |  | NA | NA | NA
67528 | 154A KATAMA RD | No | No | NA | UNK-NOLG | NO | #VALUE! | PLB | UNK-NOLG | #VALUE! | 1975 | NON-LEAD | FVAO | historical reports | SF | No | UNK | UNK | 1975 | N/A |  | NA | NA | NA
36557 | 242A KATAMA RD | No | No | NA | UNK-NOLG | NO | #VALUE! | ALB | UNK-NOLG | #VALUE! | 1997 | NON-LEAD | FVAO | historical reports | SF | No | UNK | UNK | 1997 | N/A |  | NA | NA | NA
36680 | 243A KATAMA RD | No | No | NA | UNK-NOLG | NO | #VALUE! | ALB | UNK-NOLG | #VALUE! | 2008 | NON-LEAD | FVAO | historical reports | SF | No | UNK | UNK | 2008 | N/A |  | NA | NA | NA
45159 | 315A KATAMA RD | No | No | NA | UNK-NOLG | NO | #VALUE! | ALB | UNK-NOLG | #VALUE! | 1989 | NON-LEAD | FVAO | historical reports | SF | No | UNK | UNK | 1989 | N/A |  | NA | NA | NA
45562 | 415A KATAMA RD | No | No | NA | UNK-NOLG | NO | #VALUE! | PLB | UNK-NOLG | #VALUE! | 1984 | NON-LEAD | FVAO | historical reports | SF | No | UNK | UNK | 1984 | N/A |  | NA | NA | NA
52501 | 459 KATAMA RD, #A1 | No | No | NA | UNK-NOLG | NO | #VALUE! | PLB | UNK-NOLG | #VALUE! | 1950 | NON-LEAD | FVAO | historical reports | SF | No | UNK | UNK | 1950 | N/A |  | NA | NA | NA
52502 | 459 KATAMA RD, #A2 | No | No | NA | UNK-NOLG | NO | #VALUE! | PLB | UNK-NOLG | #VALUE! | 1978 | NON-LEAD | FVAO | historical reports | SF | No | UNK | UNK | 1978 | N/A |  | NA | NA | NA
52503 | 459 KATAMA RD, #A3 | No | No | NA | UNK-NOLG | NO | #VALUE! | PLB | UNK-NOLG | #VALUE! | 1950 | NON-LEAD | FVAO | historical reports | SF | No | UNK | UNK | 1950 | N/A |  | NA | NA | NA
52504 | 459 KATAMA RD, #A4 | No | No | NA | UNK-NOLG | NO | #VALUE! | PLB | UNK-NOLG | #VALUE! | 1950 | NON-LEAD | FVAO | historical reports | SF | No | UNK | UNK | 1950 | N/A |  | NA | NA | NA
52505 | 459 KATAMA RD, #A5 | No | No | NA | UNK-NOLG | NO | #VALUE! | PLB | UNK-NOLG | #VALUE! | 1950 | NON-LEAD | FVAO | historical reports | SF | No | UNK | UNK | 1950 | N/A |  | NA | NA | NA
52506 | 459 KATAMA RD, #A6 | No | No | NA | UNK-NOLG | NO | #VALUE! | PLB | UNK-NOLG | #VALUE! | 1950 | NON-LEAD | FVAO | historical reports | SF | No | UNK | UNK | 1950 | N/A |  | NA | NA | NA
52507 | 467 KATAMA RD, #B1 | No | No | NA | UNK-NOLG | NO | #VALUE! | PLB | UNK-NOLG | #VALUE! | 1950 | NON-LEAD | FVAO | historical reports | SF | No | UNK | UNK | 1950 | N/A |  | NA | NA | NA
52508 | 467 KATAMA RD, #B2 | No | No | NA | UNK-NOLG | NO | #VALUE! | PLB | UNK-NOLG | #VALUE! | 1950 | NON-LEAD | FVAO | historical reports | SF | No | UNK | UNK | 1950 | N/A |  | NA | NA | NA
52509 | 467 KATAMA RD, #B3 | No | No | NA | UNK-NOLG | NO | #VALUE! | PLB | UNK-NOLG | #VALUE! | 1950 | NON-LEAD | FVAO | historical reports | SF | No | UNK | UNK | 1950 | N/A |  | NA | NA | NA
52510 | 467 KATAMA RD, #B4 | No | No | NA | UNK-NOLG | NO | #VALUE! | PLB | UNK-NOLG | #VALUE! | 1950 | NON-LEAD | FVAO | historical reports | SF | No | UNK | UNK | 1950 | N/A |  | NA | NA | NA
52511 | 467 KATAMA RD, #B5 | No | No | NA | UNK-NOLG | NO | #VALUE! | PLB | UNK-NOLG | #VALUE! | 1950 | NON-LEAD | FVAO | historical reports | SF | No | UNK | UNK | 1950 | N/A |  | NA | NA | NA
52512 | 467 KATAMA RD, #B6 | No | No | NA | UNK-NOLG | NO | #VALUE! | PLB | UNK-NOLG | #VALUE! | 1950 | NON-LEAD | FVAO | historical reports | SF | No | UNK | UNK | 1950 | N/A |  | NA | NA | NA
52513 | 467 KATAMA RD, #B7 | No | No | NA | UNK-NOLG | NO | #VALUE! | PLB | UNK-NOLG | #VALUE! | 1950 | NON-LEAD | FVAO | historical reports | SF | No | UNK | UNK | 1950 | N/A |  | NA | NA | NA
52514 | 467 KATAMA RD, #B8 | No | No | NA | UNK-NOLG | NO | #VALUE! | PLB | UNK-NOLG | #VALUE! | 1950 | NON-LEAD | FVAO | historical reports | SF | No | UNK | UNK | 1950 | N/A |  | NA | NA | NA
52515 | 475 KATAMA RD, #C1 | No | No | NA | UNK-NOLG | NO | #VALUE! | ALB | UNK-NOLG | #VALUE! | 2015 | NON-LEAD | FVAO | historical reports | SF | No | UNK | UNK | 2015 | N/A |  | NA | NA | NA
52516 | 475 KATAMA RD, #C2 | No | No | NA | UNK-NOLG | NO | #VALUE! | ALB | UNK-NOLG | #VALUE! | 2015 | NON-LEAD | FVAO | historical reports | SF | No | UNK | UNK | 2015 | N/A |  | NA | NA | NA
52517 | 475 KATAMA RD, #C3 | No | No | NA | UNK-NOLG | NO | #VALUE! | ALB | UNK-NOLG | #VALUE! | 2015 | NON-LEAD | FVAO | historical reports | SF | No | UNK | UNK | 2015 | N/A |  | NA | NA | NA
52518 | 475 KATAMA RD, #C4 | No | No | NA | UNK-NOLG | NO | #VALUE! | ALB | UNK-NOLG | #VALUE! | 2015 | NON-LEAD | FVAO | historical reports | SF | No | UNK | UNK | 2015 | N/A |  | NA | NA | NA
52519 | 475 KATAMA RD, #C5 | No | No | NA | UNK-NOLG | NO | #VALUE! | ALB | UNK-NOLG | #VALUE! | 2015 | NON-LEAD | FVAO | historical reports | SF | No | UNK | UNK | 2015 | N/A |  | NA | NA | NA
52520 | 475 KATAMA RD, #C6 | No | No | NA | UNK-NOLG | NO | #VALUE! | ALB | UNK-NOLG | #VALUE! | 2015 | NON-LEAD | FVAO | historical reports | SF | No | UNK | UNK | 2015 | N/A |  | NA | NA | NA
52521 | 491 KATAMA RD, #D1 | No | No | NA | UNK-NOLG | NO | #VALUE! | PLB | UNK-NOLG | #VALUE! | 1950 | NON-LEAD | FVAO | historical reports | SF | No | UNK | UNK | 1950 | N/A |  | NA | NA | NA
52522 | 491 KATAMA RD, #D2 | No | No | NA | UNK-NOLG | NO | #VALUE! | PLB | UNK-NOLG | #VALUE! | 1950 | NON-LEAD | FVAO | historical reports | SF | No | UNK | UNK | 1950 | N/A |  | NA | NA | NA
52523 | 491 KATAMA RD, #D3 | No | No | NA | UNK-NOLG | NO | #VALUE! | PLB | UNK-NOLG | #VALUE! | 1950 | NON-LEAD | FVAO | historical reports | SF | No | UNK | UNK | 1950 | N/A |  | NA | NA | NA
52524 | 491 KATAMA RD, #D4 | No | No | NA | UNK-NOLG | NO | #VALUE! | PLB | UNK-NOLG | #VALUE! | 1950 | NON-LEAD | FVAO | historical reports | SF | No | UNK | UNK | 1950 | N/A |  | NA | NA | NA
52525 | 491 KATAMA RD, #D5 | No | No | NA | UNK-NOLG | NO | #VALUE! | PLB | UNK-NOLG | #VALUE! | 1950 | NON-LEAD | FVAO | historical reports | SF | No | UNK | UNK | 1950 | N/A |  | NA | NA | NA
52526 | 491 KATAMA RD, #D6 | No | No | NA | UNK-NOLG | NO | #VALUE! | PLB | UNK-NOLG | #VALUE! | 1950 | NON-LEAD | FVAO | historical reports | SF | No | UNK | UNK | 1950 | N/A |  | NA | NA | NA
52527 | 493 KATAMA RD, #E1 | No | No | NA | UNK-NOLG | NO | #VALUE! | PLB | UNK-NOLG | #VALUE! | 1978 | NON-LEAD | FVAO | historical reports | SF | No | UNK | UNK | 1978 | N/A |  | NA | NA | NA
52528 | 493 KATAMA RD, #E2 | No | No | NA | UNK-NOLG | NO | #VALUE! | PLB | UNK-NOLG | #VALUE! | 1950 | NON-LEAD | FVAO | historical reports | SF | No | UNK | UNK | 1950 | N/A |  | NA | NA | NA
52529 | 493 KATAMA RD, #E3 | No | No | NA | UNK-NOLG | NO | #VALUE! | PLB | UNK-NOLG | #VALUE! | 1950 | NON-LEAD | FVAO | historical reports | SF | No | UNK | UNK | 1950 | N/A |  | NA | NA | NA
52530 | 493 KATAMA RD, #E4 | No | No | NA | UNK-NOLG | NO | #VALUE! | PLB | UNK-NOLG | #VALUE! | 1950 | NON-LEAD | FVAO | historical reports | SF | No | UNK | UNK | 1950 | N/A |  | NA | NA | NA
52531 | 493 KATAMA RD, #E5 | No | No | NA | UNK-NOLG | NO | #VALUE! | PLB | UNK-NOLG | #VALUE! | 1950 | NON-LEAD | FVAO | historical reports | SF | No | UNK | UNK | 1950 | N/A |  | NA | NA | NA
52532 | 493 KATAMA RD, #E6 | No | No | NA | UNK-NOLG | NO | #VALUE! | PLB | UNK-NOLG | #VALUE! | 1950 | NON-LEAD | FVAO | historical reports | SF | No | UNK | UNK | 1950 | N/A |  | NA | NA | NA
52533 | 495 KATAMA RD, #F1 | No | No | NA | UNK-NOLG | NO | #VALUE! | PLB | UNK-NOLG | #VALUE! | 1978 | NON-LEAD | FVAO | historical reports | SF | No | UNK | UNK | 1978 | N/A |  | NA | NA | NA
52534 | 495 KATAMA RD, #F2 | No | No | NA | UNK-NOLG | NO | #VALUE! | PLB | UNK-NOLG | #VALUE! | 1978 | NON-LEAD | FVAO | historical reports | SF | No | UNK | UNK | 1978 | N/A |  | NA | NA | NA
52535 | 495 KATAMA RD, #F3 | No | No | NA | UNK-NOLG | NO | #VALUE! | PLB | UNK-NOLG | #VALUE! | 1978 | NON-LEAD | FVAO | historical reports | SF | No | UNK | UNK | 1978 | N/A |  | NA | NA | NA
52536 | 495 KATAMA RD, #F4 | No | No | NA | UNK-NOLG | NO | #VALUE! | PLB | UNK-NOLG | #VALUE! | 1978 | NON-LEAD | FVAO | historical reports | SF | No | UNK | UNK | 1978 | N/A |  | NA | NA | NA
52537 | 495 KATAMA RD, #F5 | No | No | NA | UNK-NOLG | NO | #VALUE! | PLB | UNK-NOLG | #VALUE! | 1978 | NON-LEAD | FVAO | historical reports | SF | No | UNK | UNK | 1978 | N/A |  | NA | NA | NA
52538 | 495 KATAMA RD, #F6 | No | No | NA | UNK-NOLG | NO | #VALUE! | PLB | UNK-NOLG | #VALUE! | 1978 | NON-LEAD | FVAO | historical reports | SF | No | UNK | UNK | 1978 | N/A |  | NA | NA | NA
52539 | 495 KATAMA RD, #F7 | No | No | NA | UNK-NOLG | NO | #VALUE! | PLB | UNK-NOLG | #VALUE! | 1978 | NON-LEAD | FVAO | historical reports | SF | No | UNK | UNK | 1978 | N/A |  | NA | NA | NA
52540 | 495 KATAMA RD, #F8 | No | No | NA | UNK-NOLG | NO | #VALUE! | PLB | UNK-NOLG | #VALUE! | 1978 | NON-LEAD | FVAO | historical reports | SF | No | UNK | UNK | 1978 | N/A |  | NA | NA | NA
52541 | 497 KATAMA RD, #G1 | No | No | NA | UNK-NOLG | NO | #VALUE! | PLB | UNK-NOLG | #VALUE! | 1978 | NON-LEAD | FVAO | historical reports | SF | No | UNK | UNK | 1978 | N/A |  | NA | NA | NA
52542 | 497 KATAMA RD, #G2 | No | No | NA | UNK-NOLG | NO | #VALUE! | PLB | UNK-NOLG | #VALUE! | 1978 | NON-LEAD | FVAO | historical reports | SF | No | UNK | UNK | 1978 | N/A |  | NA | NA | NA
52543 | 497 KATAMA RD, #G3 | No | No | NA | UNK-NOLG | NO | #VALUE! | PLB | UNK-NOLG | #VALUE! | 1978 | NON-LEAD | FVAO | historical reports | SF | No | UNK | UNK | 1978 | N/A |  | NA | NA | NA
52544 | 497 KATAMA RD, #G4 | No | No | NA | UNK-NOLG | NO | #VALUE! | PLB | UNK-NOLG | #VALUE! | 1978 | NON-LEAD | FVAO | historical reports | SF | No | UNK | UNK | 1978 | N/A |  | NA | NA | NA
52545 | 497 KATAMA RD, #G5 | No | No | NA | UNK-NOLG | NO | #VALUE! | PLB | UNK-NOLG | #VALUE! | 1978 | NON-LEAD | FVAO | historical reports | SF | No | UNK | UNK | 1978 | N/A |  | NA | NA | NA
52546 | 497 KATAMA RD, #G6 | No | No | NA | UNK-NOLG | NO | #VALUE! | PLB | UNK-NOLG | #VALUE! | 1978 | NON-LEAD | FVAO | historical reports | SF | No | UNK | UNK | 1978 | N/A |  | NA | NA | NA
52547 | 497 KATAMA RD, #G7 | No | No | NA | UNK-NOLG | NO | #VALUE! | PLB | UNK-NOLG | #VALUE! | 1978 | NON-LEAD | FVAO | historical reports | SF | No | UNK | UNK | 1978 | N/A |  | NA | NA | NA
52548 | 497 KATAMA RD, #G8 | No | No | NA | UNK-NOLG | NO | #VALUE! | PLB | UNK-NOLG | #VALUE! | 1978 | NON-LEAD | FVAO | historical reports | SF | No | UNK | UNK | 1978 | N/A |  | NA | NA | NA
29552 | 206 KATAMA RD. | No | No | NA | UNK-NOLG | NO | #VALUE! | PLB | UNK-NOLG | #VALUE! | PLB | NON-LEAD | FVAO | historical reports | SF | No | UNK | UNK | #N/A | N/A |  | NA | NA | NA
27416 | 54 KAVANAGH WAY | No | No | NA | UNK-NOLG | NO | #VALUE! | PLB | UNK-NOLG | #VALUE! | 1973 | NON-LEAD | FVAO | historical reports | NONRES | No | UNK | UNK | 1973 | N/A |  | NA | NA | NA
27417 | 58 KAVANAGH WAY | No | No | NA | UNK-NOLG | NO | #VALUE! | PLB | UNK-NOLG | #VALUE! | 1973 | NON-LEAD | FVAO | historical reports | NONRES | No | UNK | UNK | 1973 | N/A |  | NA | NA | NA
66301 | 6 KELLEY ST | No | No | NA | UNK-NOLG | NO | #VALUE! | PLB | UNK-NOLG | #VALUE! | 1742 | NON-LEAD | FVAO | historical reports | NONRES | No | UNK | UNK | 1742 | N/A |  | NA | NA | NA
66631 | 6A KELLEY ST | No | No | NA | UNK-NOLG | NO | #VALUE! | PLB | UNK-NOLG | #VALUE! | 1742 | NON-LEAD | FVAO | historical reports | NONRES | No | UNK | UNK | 1742 | N/A |  | NA | NA | NA
66645 | 6B KELLEY ST | No | No | NA | UNK-NOLG | NO | #VALUE! | PLB | UNK-NOLG | #VALUE! | 1742 | NON-LEAD | FVAO | historical reports | NONRES | No | UNK | UNK | 1742 | N/A |  | NA | NA | NA
36318 | 3 KENT HARBOR RD | No | No | NA | UNK-NOLG | NO | #VALUE! | PLB | UNK-NOLG | #VALUE! | 1985 | NON-LEAD | FVAO | historical reports | SF | No | UNK | UNK | 1985 | N/A |  | NA | NA | NA
36312 | 6 KENT HARBOR RD | No | No | NA | UNK-NOLG | NO | #VALUE! | PLB | UNK-NOLG | #VALUE! | 1972 | NON-LEAD | FVAO | historical reports | SF | No | UNK | UNK | 1972 | N/A |  | NA | NA | NA
36317 | 7 KENT HARBOR RD | No | No | NA | UNK-NOLG | NO | #VALUE! | PLB | UNK-NOLG | #VALUE! | 1974 | NON-LEAD | FVAO | historical reports | SF | No | UNK | UNK | 1974 | N/A |  | NA | NA | NA
36313 | 10 KENT HARBOR RD | No | No | NA | UNK-NOLG | NO | #VALUE! | PLB | UNK-NOLG | #VALUE! | 1973 | NON-LEAD | FVAO | historical reports | SF | No | UNK | UNK | 1973 | N/A |  | NA | NA | NA
36316 | 11 KENT HARBOR RD | No | No | NA | UNK-NOLG | NO | #VALUE! | PLB | UNK-NOLG | #VALUE! | 1981 | NON-LEAD | FVAO | historical reports | SF | No | UNK | UNK | 1981 | N/A |  | NA | NA | NA
36314 | 12 KENT HARBOR RD | No | No | NA | UNK-NOLG | NO | #VALUE! | PLB | UNK-NOLG | #VALUE! | 1970 | NON-LEAD | FVAO | historical reports | SF | No | UNK | UNK | 1970 | N/A |  | NA | NA | NA
36315 | 16 KENT HARBOR RD | No | No | NA | UNK-NOLG | NO | #VALUE! | PLB | UNK-NOLG | #VALUE! | 1973 | NON-LEAD | FVAO | historical reports | SF | No | UNK | UNK | 1973 | N/A |  | NA | NA | NA
36325 | 19 KENT HARBOR RD | No | No | NA | UNK-NOLG | NO | #VALUE! | PLB | UNK-NOLG | #VALUE! | 1969 | NON-LEAD | FVAO | historical reports | SF | No | UNK | UNK | 1969 | N/A |  | NA | NA | NA
36326 | 20 KENT HARBOR RD | No | No | NA | UNK-NOLG | NO | #VALUE! | PLB | UNK-NOLG | #VALUE! | 1972 | NON-LEAD | FVAO | historical reports | SF | No | UNK | UNK | 1972 | N/A |  | NA | NA | NA
36327 | 22 KENT HARBOR RD | No | No | NA | UNK-NOLG | NO | #VALUE! | ALB | UNK-NOLG | #VALUE! | 2018 | NON-LEAD | FVAO | historical reports | SF | No | UNK | UNK | 2018 | N/A |  | NA | NA | NA
36328 | 24 KENT HARBOR RD | No | No | NA | UNK-NOLG | NO | #VALUE! | ALB | UNK-NOLG | #VALUE! | 1997 | NON-LEAD | FVAO | historical reports | SF | No | UNK | UNK | 1997 | N/A |  | NA | NA | NA
29112 | 4 KITT'S FIELD CIR | No | No | NA | UNK-NOLG | NO | #VALUE! | PLB | UNK-NOLG | #VALUE! | 1972 | NON-LEAD | FVAO | historical reports | SF | No | UNK | UNK | 1972 | N/A |  | NA | NA | NA
29085 | 5 KITT'S FIELD CIR | No | No | NA | UNK-NOLG | NO | #VALUE! | PLB | UNK-NOLG | #VALUE! | 1980 | NON-LEAD | FVAO | historical reports | SF | No | UNK | UNK | 1980 | N/A |  | NA | NA | NA
29086 | 7 KITT'S FIELD CIR | No | No | NA | UNK-NOLG | NO | #VALUE! | ALB | UNK-NOLG | #VALUE! | 1998 | NON-LEAD | FVAO | historical reports | SF | No | UNK | UNK | 1998 | N/A |  | NA | NA | NA
29089 | 8 KITT'S FIELD CIR | No | No | NA | UNK-NOLG | NO | #VALUE! | PLB | UNK-NOLG | #VALUE! | 1985 | NON-LEAD | FVAO | historical reports | SF | No | UNK | UNK | 1985 | N/A |  | NA | NA | NA
29087 | 9 KITT'S FIELD CIR | No | No | NA | UNK-NOLG | NO | #VALUE! | PLB | UNK-NOLG | #VALUE! | 1975 | NON-LEAD | FVAO | historical reports | SF | No | UNK | UNK | 1975 | N/A |  | NA | NA | NA
29103 | 10 KITT'S FIELD CIR | No | No | NA | UNK-NOLG | NO | #VALUE! | PLB | UNK-NOLG | #VALUE! | 1968 | NON-LEAD | FVAO | historical reports | SF | No | UNK | UNK | 1968 | N/A |  | NA | NA | NA
29088 | 11 KITT'S FIELD CIR | No | No | NA | UNK-NOLG | NO | #VALUE! | ALB | UNK-NOLG | #VALUE! | 2008 | NON-LEAD | FVAO | historical reports | SF | No | UNK | UNK | 2008 | N/A |  | NA | NA | NA
29519 | 13 KITT'S FIELD CIR | No | No | NA | UNK-NOLG | NO | #VALUE! | PLB | UNK-NOLG | #VALUE! | 1985 | NON-LEAD | FVAO | historical reports | SF | No | UNK | UNK | 1985 | A | 1 | NA | NA | NA
29566 | 16 KITT'S FIELD CIR | No | No | NA | UNK-NOLG | NO | #VALUE! | PLB | UNK-NOLG | #VALUE! | 1978 | NON-LEAD | FVAO | historical reports | SF | No | UNK | UNK | 1978 | N/A |  | NA | NA | NA
29091 | 17 KITT'S FIELD CIR | No | No | NA | UNK-NOLG | NO | #VALUE! | PLB | UNK-NOLG | #VALUE! | 1985 | NON-LEAD | FVAO | historical reports | SF | No | UNK | UNK | 1985 | N/A |  | NA | NA | NA
29520 | 19 KITT'S FIELD CIR | No | No | NA | UNK-NOLG | NO | #VALUE! | PLB | UNK-NOLG | #VALUE! | 1984 | NON-LEAD | FVAO | historical reports | SF | No | UNK | UNK | 1984 | N/A |  | NA | NA | NA
29093 | 21 KITT'S FIELD CIR | No | No | NA | UNK-NOLG | NO | #VALUE! | PLB | UNK-NOLG | #VALUE! | 1984 | NON-LEAD | FVAO | historical reports | SF | No | UNK | UNK | 1984 | N/A |  | NA | NA | NA
29102 | 22 KITT'S FIELD CIR | No | No | NA | UNK-NOLG | NO | #VALUE! | ALB | UNK-NOLG | #VALUE! | 2013 | NON-LEAD | FVAO | historical reports | SF | No | UNK | UNK | 2013 | N/A |  | NA | NA | NA
29560 | 23 KITT'S FIELD CIR | No | No | NA | UNK-NOLG | NO | #VALUE! | ALB | UNK-NOLG | #VALUE! | 2015 | NON-LEAD | FVAO | historical reports | SF | No | UNK | UNK | 2015 | N/A |  | NA | NA | NA
29100 | 24 KITT'S FIELD CIR | No | No | NA | UNK-NOLG | NO | #VALUE! | PLB | UNK-NOLG | #VALUE! | PLB | NON-LEAD | FVAO | historical reports | SF | No | UNK | UNK | 0 | N/A |  | NA | NA | NA
29095 | 27 KITT'S FIELD CIR | No | No | NA | UNK-NOLG | NO | #VALUE! | PLB | UNK-NOLG | #VALUE! | 1972 | NON-LEAD | FVAO | historical reports | SF | No | UNK | UNK | 1972 | N/A |  | NA | NA | NA
29096 | 28 KITT'S FIELD CIR | No | No | NA | UNK-NOLG | NO | #VALUE! | PLB | UNK-NOLG | #VALUE! | 1982 | NON-LEAD | FVAO | historical reports | SF | No | UNK | UNK | 1982 | N/A |  | NA | NA | NA
29562 | 29 KITT'S FIELD CIR | No | No | NA | UNK-NOLG | NO | #VALUE! | ALB | UNK-NOLG | #VALUE! | 2017 | NON-LEAD | FVAO | historical reports | SF | No | UNK | UNK | 2017 | N/A |  | NA | NA | NA
29097 | 32 KITT'S FIELD CIR | No | No | NA | UNK-NOLG | NO | #VALUE! | PLB | UNK-NOLG | #VALUE! | 1962 | NON-LEAD | FVAO | historical reports | SF | No | UNK | UNK | 1962 | N/A |  | NA | NA | NA
29023 | 33 KITT'S FIELD CIR | No | No | NA | UNK-NOLG | NO | #VALUE! | ALB | UNK-NOLG | #VALUE! | 2001 | NON-LEAD | FVAO | historical reports | SF | No | UNK | UNK | 2001 | N/A |  | NA | NA | NA
29015 | 34 KITT'S FIELD CIR | No | No | NA | UNK-NOLG | NO | #VALUE! | PLB | UNK-NOLG | #VALUE! | 1975 | NON-LEAD | FVAO | historical reports | SF | No | UNK | UNK | 1975 | N/A |  | NA | NA | NA
29021 | 35 KITT'S FIELD CIR | No | No | NA | UNK-NOLG | NO | #VALUE! | PLB | UNK-NOLG | #VALUE! | 1965 | NON-LEAD | FVAO | historical reports | SF | No | UNK | UNK | 1965 | N/A |  | NA | NA | NA
29098 | 36 KITT'S FIELD CIR | No | No | NA | UNK-NOLG | NO | #VALUE! | PLB | UNK-NOLG | #VALUE! | 1968 | NON-LEAD | FVAO | historical reports | SF | No | UNK | UNK | 1968 | N/A |  | NA | NA | NA
29017 | 37 KITT'S FIELD CIR | No | No | NA | UNK-NOLG | NO | #VALUE! | PLB | UNK-NOLG | #VALUE! | 1953 | NON-LEAD | FVAO | historical reports | SF | No | UNK | UNK | 1953 | N/A |  | NA | NA | NA
29511 | 39 KITT'S FIELD CIR | No | No | NA | UNK-NOLG | NO | #VALUE! | PLB | UNK-NOLG | #VALUE! | PLB | NON-LEAD | FVAO | historical reports | SF | No | UNK | UNK | #N/A | N/A |  | NA | NA | NA
29016 | 41 KITT'S FIELD CIR | No | No | NA | UNK-NOLG | NO | #VALUE! | PLB | UNK-NOLG | #VALUE! | 1982 | NON-LEAD | FVAO | historical reports | SF | No | UNK | UNK | 1982 | N/A |  | NA | NA | NA
29106 | 42 KITT'S FIELD CIR | No | No | NA | UNK-NOLG | NO | #VALUE! | PLB | UNK-NOLG | #VALUE! | 1980 | NON-LEAD | FVAO | historical reports | SF | No | UNK | UNK | 1980 | N/A |  | NA | NA | NA
29105 | 43 KITT'S FIELD CIR | No | No | NA | UNK-NOLG | NO | #VALUE! | PLB | UNK-NOLG | #VALUE! | 1975 | NON-LEAD | FVAO | historical reports | SF | No | UNK | UNK | 1975 | N/A |  | NA | NA | NA
29019 | 45 KITT'S FIELD CIR | No | No | NA | UNK-NOLG | NO | #VALUE! | PLB | UNK-NOLG | #VALUE! | 1977 | NON-LEAD | FVAO | historical reports | SF | No | UNK | UNK | 1977 | N/A |  | NA | NA | NA
29110 | 47 KITT'S FIELD CIR | No | No | NA | UNK-NOLG | NO | #VALUE! | PLB | UNK-NOLG | #VALUE! | 1978 | NON-LEAD | FVAO | historical reports | SF | No | UNK | UNK | 1978 | N/A |  | NA | NA | NA
29113 | 49 KITT'S FIELD CIR | No | No | NA | UNK-NOLG | NO | #VALUE! | ALB | UNK-NOLG | #VALUE! | 1986 | NON-LEAD | FVAO | historical reports | SF | No | UNK | UNK | 1986 | A | 1 | NA | NA | NA
29099 | 52 KITT'S FIELD CIR | No | No | NA | UNK-NOLG | NO | #VALUE! | ALB | UNK-NOLG | #VALUE! | 2015 | NON-LEAD | FVAO | historical reports | SF | No | UNK | UNK | 2015 | N/A |  | NA | NA | NA
29589 | 13A KITT'S FIELD CIR | No | No | NA | UNK-NOLG | NO | #VALUE! | PLB | UNK-NOLG | #VALUE! | 1985 | NON-LEAD | FVAO | historical reports | SF | No | UNK | UNK | 1985 | N/A |  | NA | NA | NA
29104 | 16A KITT'S FIELD CIR | No | No | NA | UNK-NOLG | NO | #VALUE! | PLB | UNK-NOLG | #VALUE! | 1978 | NON-LEAD | FVAO | historical reports | SF | No | UNK | UNK | 1978 | N/A |  | NA | NA | NA
36513 | 1 KNOLL DR | No | No | NA | UNK-NOLG | NO | #VALUE! | PLB | UNK-NOLG | #VALUE! | 1983 | NON-LEAD | FVAO | historical reports | SF | No | UNK | UNK | 1983 | N/A |  | NA | NA | NA
36385 | 2 KNOLL DR | No | No | NA | UNK-NOLG | NO | #VALUE! | ALB | UNK-NOLG | #VALUE! | 1994 | NON-LEAD | FVAO | historical reports | SF | No | UNK | UNK | 1994 | N/A |  | NA | NA | NA
36083 | 4 KNOLL DR | No | No | NA | UNK-NOLG | NO | #VALUE! | PLB | UNK-NOLG | #VALUE! | 1972 | NON-LEAD | FVAO | historical reports | SF | No | UNK | UNK | 1972 | N/A |  | NA | NA | NA
36081 | 6 KNOLL DR | No | No | NA | UNK-NOLG | NO | #VALUE! | PLB | UNK-NOLG | #VALUE! | 1890 | NON-LEAD | FVAO | historical reports | SF | No | UNK | UNK | 1890 | N/A |  | NA | NA | NA
36078 | 12 KNOLL DR | No | No | NA | UNK-NOLG | NO | #VALUE! | PLB | UNK-NOLG | #VALUE! | 1978 | NON-LEAD | FVAO | historical reports | SF | No | UNK | UNK | 1978 | N/A |  | NA | NA | NA
36076 | 14 KNOLL DR | No | No | NA | UNK-NOLG | NO | #VALUE! | PLB | UNK-NOLG | #VALUE! | 1966 | NON-LEAD | FVAO | historical reports | SF | No | UNK | UNK | 1966 | N/A |  | NA | NA | NA
36047 | 15 KNOLL DR | No | No | NA | UNK-NOLG | NO | #VALUE! | PLB | UNK-NOLG | #VALUE! | 1968 | NON-LEAD | FVAO | historical reports | SF | No | UNK | UNK | 1968 | N/A |  | NA | NA | NA
36073 | 16 KNOLL DR | No | No | NA | UNK-NOLG | NO | #VALUE! | PLB | UNK-NOLG | #VALUE! | 1938 | NON-LEAD | FVAO | historical reports | SF | No | UNK | UNK | 1938 | N/A |  | NA | NA | NA
36043 | 21 KNOLL DR | No | No | NA | UNK-NOLG | NO | #VALUE! | ALB | UNK-NOLG | #VALUE! | 2015 | NON-LEAD | FVAO | historical reports | SF | No | UNK | UNK | 2015 | N/A |  | NA | NA | NA
36069 | 22 KNOLL DR | No | No | NA | UNK-NOLG | NO | #VALUE! | ALB | UNK-NOLG | #VALUE! | 1995 | NON-LEAD | FVAO | historical reports | SF | No | UNK | UNK | 1995 | N/A |  | NA | NA | NA
36401 | 25 KNOLL DR | No | No | NA | UNK-NOLG | NO | #VALUE! | ALB | UNK-NOLG | #VALUE! | 2005 | NON-LEAD | FVAO | historical reports | SF | No | UNK | UNK | 2005 | N/A |  | NA | NA | NA
36067 | 26 KNOLL DR | No | No | NA | UNK-NOLG | NO | #VALUE! | PLB | UNK-NOLG | #VALUE! | 1935 | NON-LEAD | FVAO | historical reports | SF | No | UNK | UNK | 1935 | N/A |  | NA | NA | NA
36041 | 27 KNOLL DR | No | No | NA | UNK-NOLG | NO | #VALUE! | PLB | UNK-NOLG | #VALUE! | 1948 | NON-LEAD | FVAO | historical reports | SF | No | UNK | UNK | 1948 | N/A |  | NA | NA | NA
36040 | 29 KNOLL DR | No | No | NA | UNK-NOLG | NO | #VALUE! | PLB | UNK-NOLG | #VALUE! | 1935 | NON-LEAD | FVAO | historical reports | SF | No | UNK | UNK | 1935 | N/A |  | NA | NA | NA
36555 | 32 KNOLL DR | No | No | NA | UNK-NOLG | NO | #VALUE! | PLB | UNK-NOLG | #VALUE! | 1928 | NON-LEAD | FVAO | historical reports | SF | No | UNK | UNK | 1928 | N/A |  | NA | NA | NA
36562 | 32A KNOLL DR | No | No | NA | UNK-NOLG | NO | #VALUE! | PLB | UNK-NOLG | #VALUE! | 1928 | NON-LEAD | FVAO | historical reports | SF | No | UNK | UNK | 1928 | N/A |  | NA | NA | NA
36186 | 1 KOTEMY CIR | No | No | NA | UNK-NOLG | NO | #VALUE! | ALB | UNK-NOLG | #VALUE! | 1987 | NON-LEAD | FVAO | historical reports | SF | No | UNK | UNK | 1987 | N/A |  | NA | NA | NA
36187 | 3 KOTEMY CIR | No | No | NA | UNK-NOLG | NO | #VALUE! | PLB | UNK-NOLG | #VALUE! | 1979 | NON-LEAD | FVAO | historical reports | SF | No | UNK | UNK | 1979 | N/A |  | NA | NA | NA
36196 | 5 KOTEMY CIR | No | No | NA | UNK-NOLG | NO | #VALUE! | PLB | UNK-NOLG | #VALUE! | 1880 | NON-LEAD | FVAO | historical reports | SF | No | UNK | UNK | 1880 | N/A |  | NA | NA | NA
11315 | 3 LAURA'S WAY | No | No | NA | UNK-NOLG | NO | #VALUE! | PLB | UNK-NOLG | #VALUE! | PLB | NON-LEAD | FVAO | historical reports | SF | No | UNK | UNK | 0 | N/A |  | NA | NA | NA
11312 | 4 LAURA'S WAY | No | No | NA | UNK-NOLG | NO | #VALUE! | ALB | UNK-NOLG | #VALUE! | 2000 | NON-LEAD | FVAO | historical reports | SF | No | UNK | UNK | 2000 | A | 1 | NA | NA | NA
11314 | 5 LAURA'S WAY | No | No | NA | UNK-NOLG | NO | #VALUE! | ALB | UNK-NOLG | #VALUE! | 2000 | NON-LEAD | FVAO | historical reports | SF | No | UNK | UNK | 2000 | N/A |  | NA | NA | NA
11503 | 4A LAURA'S WAY | No | No | NA | UNK-NOLG | NO | #VALUE! | ALB | UNK-NOLG | #VALUE! | 2000 | NON-LEAD | FVAO | historical reports | SF | No | UNK | UNK | 2000 | N/A |  | NA | NA | NA
36135 | 2 LEXINGTON AVE. | No | No | NA | UNK-NOLG | NO | #VALUE! | ALB | UNK-NOLG | #VALUE! | 2010 | NON-LEAD | FVAO | historical reports | SF | No | UNK | UNK | 2010 | N/A |  | NA | NA | NA
28606 | 1 LLEWELLYN WAY | No | No | NA | UNK-NOLG | NO | #VALUE! | ALB | UNK-NOLG | #VALUE! | 1997 | NON-LEAD | FVAO | historical reports | SF | No | UNK | UNK | 1997 | N/A |  | NA | NA | NA
28618 | 2 LLEWELLYN WAY | No | No | NA | UNK-NOLG | NO | #VALUE! | PLB | UNK-NOLG | #VALUE! | 1984 | NON-LEAD | FVAO | historical reports | SF | No | UNK | UNK | 1984 | N/A |  | NA | NA | NA
28607 | 3 LLEWELLYN WAY | No | No | NA | UNK-NOLG | NO | #VALUE! | ALB | UNK-NOLG | #VALUE! | 1997 | NON-LEAD | FVAO | historical reports | SF | No | UNK | UNK | 1997 | N/A |  | NA | NA | NA
28619 | 4 LLEWELLYN WAY | No | No | NA | UNK-NOLG | NO | #VALUE! | ALB | UNK-NOLG | #VALUE! | 1994 | NON-LEAD | FVAO | historical reports | SF | No | UNK | UNK | 1994 | N/A |  | NA | NA | NA
28608 | 5 LLEWELLYN WAY | No | No | NA | UNK-NOLG | NO | #VALUE! | ALB | UNK-NOLG | #VALUE! | 2010 | NON-LEAD | FVAO | historical reports | SF | No | UNK | UNK | 2010 | N/A |  | NA | NA | NA
28620 | 6 LLEWELLYN WAY | No | No | NA | UNK-NOLG | NO | #VALUE! | ALB | UNK-NOLG | #VALUE! | 1986 | NON-LEAD | FVAO | historical reports | SF | No | UNK | UNK | 1986 | N/A |  | NA | NA | NA
28609 | 7 LLEWELLYN WAY | No | No | NA | UNK-NOLG | NO | #VALUE! | ALB | UNK-NOLG | #VALUE! | 1996 | NON-LEAD | FVAO | historical reports | SF | No | UNK | UNK | 1996 | N/A |  | NA | NA | NA
28621 | 8 LLEWELLYN WAY | No | No | NA | UNK-NOLG | NO | #VALUE! | ALB | UNK-NOLG | #VALUE! | 1986 | NON-LEAD | FVAO | historical reports | SF | No | UNK | UNK | 1986 | N/A |  | NA | NA | NA
28610 | 9 LLEWELLYN WAY | No | No | NA | UNK-NOLG | NO | #VALUE! | ALB | UNK-NOLG | #VALUE! | 1996 | NON-LEAD | FVAO | historical reports | SF | No | UNK | UNK | 1996 | N/A |  | NA | NA | NA
28622 | 10 LLEWELLYN WAY | No | No | NA | UNK-NOLG | NO | #VALUE! | ALB | UNK-NOLG | #VALUE! | 1992 | NON-LEAD | FVAO | historical reports | SF | No | UNK | UNK | 1992 | N/A |  | NA | NA | NA
28611 | 11 LLEWELLYN WAY | No | No | NA | UNK-NOLG | NO | #VALUE! | ALB | UNK-NOLG | #VALUE! | 1997 | NON-LEAD | FVAO | historical reports | SF | No | UNK | UNK | 1997 | N/A |  | NA | NA | NA
28623 | 12 LLEWELLYN WAY | No | No | NA | UNK-NOLG | NO | #VALUE! | ALB | UNK-NOLG | #VALUE! | 1986 | NON-LEAD | FVAO | historical reports | SF | No | UNK | UNK | 1986 | N/A |  | NA | NA | NA
28624 | 14 LLEWELLYN WAY | No | No | NA | UNK-NOLG | NO | #VALUE! | ALB | UNK-NOLG | #VALUE! | 1987 | NON-LEAD | FVAO | historical reports | SF | No | UNK | UNK | 1987 | N/A |  | NA | NA | NA
28612 | 15 LLEWELLYN WAY | No | No | NA | UNK-NOLG | NO | #VALUE! | ALB | UNK-NOLG | #VALUE! | 1994 | NON-LEAD | FVAO | historical reports | SF | No | UNK | UNK | 1994 | N/A |  | NA | NA | NA
28613 | 17 LLEWELLYN WAY | No | No | NA | UNK-NOLG | NO | #VALUE! | ALB | UNK-NOLG | #VALUE! | 1994 | NON-LEAD | FVAO | historical reports | SF | No | UNK | UNK | 1994 | N/A |  | NA | NA | NA
28994 | 19 LLEWELLYN WAY | No | No | NA | UNK-NOLG | NO | #VALUE! | PLB | UNK-NOLG | #VALUE! | 1985 | NON-LEAD | FVAO | historical reports | SF | No | UNK | UNK | 1985 | N/A |  | NA | NA | NA
28615 | 19 LLEWELLYN WAY | No | No | NA | UNK-NOLG | NO | #VALUE! | PLB | UNK-NOLG | #VALUE! | 1985 | NON-LEAD | FVAO | historical reports | SF | No | UNK | UNK | 1985 | N/A |  | NA | NA | NA
28614 | 21 LLEWELLYN WAY | No | No | NA | UNK-NOLG | NO | #VALUE! | ALB | UNK-NOLG | #VALUE! | 1988 | NON-LEAD | FVAO | historical reports | SF | No | UNK | UNK | 1988 | N/A |  | NA | NA | NA
28616 | 23 LLEWELLYN WAY | No | No | NA | UNK-NOLG | NO | #VALUE! | ALB | UNK-NOLG | #VALUE! | 1999 | NON-LEAD | FVAO | historical reports | SF | No | UNK | UNK | 1999 | N/A |  | NA | NA | NA
28617 | 25 LLEWELLYN WAY | No | No | NA | UNK-NOLG | NO | #VALUE! | ALB | UNK-NOLG | #VALUE! | 1992 | NON-LEAD | FVAO | historical reports | SF | No | UNK | UNK | 1992 | N/A |  | NA | NA | NA
28629 | 27 LLEWELLYN WAY | No | No | NA | UNK-NOLG | NO | #VALUE! | ALB | UNK-NOLG | #VALUE! | 2011 | NON-LEAD | FVAO | historical reports | SF | No | UNK | UNK | 2011 | N/A |  | NA | NA | NA
28634 | 29 LLEWELLYN WAY | No | No | NA | UNK-NOLG | NO | #VALUE! | ALB | UNK-NOLG | #VALUE! | 2001 | NON-LEAD | FVAO | historical reports | SF | No | UNK | UNK | 2001 | N/A |  | NA | NA | NA
28633 | 33 LLEWELLYN WAY | No | No | NA | UNK-NOLG | NO | #VALUE! | ALB | UNK-NOLG | #VALUE! | 2000 | NON-LEAD | FVAO | historical reports | SF | No | UNK | UNK | 2000 | N/A |  | NA | NA | NA
28568 | 29A LLEWELLYN WAY | No | No | NA | UNK-NOLG | NO | #VALUE! | ALB | UNK-NOLG | #VALUE! | 2001 | NON-LEAD | FVAO | historical reports | SF | No | UNK | UNK | 2001 | N/A |  | NA | NA | NA
28635 | 31 LLEWELYN WAY | No | No | NA | UNK-NOLG | NO | #VALUE! | PLB | UNK-NOLG | #VALUE! | PLB | NON-LEAD | FVAO | historical reports | SF | No | UNK | UNK | 0 | N/A |  | NA | NA | NA
37652 | 1 LOIS LN | No | No | NA | UNK-NOLG | NO | #VALUE! | PLB | UNK-NOLG | #VALUE! | PLB | NON-LEAD | FVAO | historical reports | SF | No | UNK | UNK | #N/A | N/A |  | NA | NA | NA
63007 | 3 LONG HILL RD | No | No | NA | UNK-NOLG | NO | #VALUE! | ALB | UNK-NOLG | #VALUE! | 1988 | NON-LEAD | FVAO | historical reports | SF | No | UNK | UNK | 1988 | N/A |  | NA | NA | NA
21121 | 1 LOUIS FIELD RD | No | No | NA | UNK-NOLG | NO | #VALUE! | PLB | UNK-NOLG | #VALUE! | 1973 | NON-LEAD | FVAO | historical reports | SF | No | UNK | UNK | 1973 | N/A |  | NA | NA | NA
21681 | 3 LOUIS FIELD RD | No | No | NA | UNK-NOLG | NO | #VALUE! | PLB | UNK-NOLG | #VALUE! | 1973 | NON-LEAD | FVAO | historical reports | SF | No | UNK | UNK | 1973 | N/A |  | NA | NA | NA
21155 | 4 LOUIS FIELD RD | No | No | NA | UNK-NOLG | NO | #VALUE! | PLB | UNK-NOLG | #VALUE! | PLB | NON-LEAD | FVAO | historical reports | SF | No | UNK | UNK | 0 | N/A |  | NA | NA | NA
65559 | 21 LOUIS FIELD RD | No | No | NA | UNK-NOLG | NO | #VALUE! | PLB | UNK-NOLG | #VALUE! | 1984 | NON-LEAD | FVAO | historical reports | SF | No | UNK | UNK | 1984 | N/A |  | NA | NA | NA
28235 | 24 LOUIS FIELD RD | No | No | NA | UNK-NOLG | NO | #VALUE! | PLB | UNK-NOLG | #VALUE! | 1976 | NON-LEAD | FVAO | historical reports | SF | No | UNK | UNK | 1976 | N/A |  | NA | NA | NA
67104 | 25 LOUIS FIELD RD | No | No | NA | UNK-NOLG | NO | #VALUE! | PLB | UNK-NOLG | #VALUE! | 1978 | NON-LEAD | FVAO | historical reports | SF | No | UNK | UNK | 1978 | N/A |  | NA | NA | NA
28234 | 26 LOUIS FIELD RD | No | No | NA | UNK-NOLG | NO | #VALUE! | PLB | UNK-NOLG | #VALUE! | 1981 | NON-LEAD | FVAO | historical reports | SF | No | UNK | UNK | 1981 | N/A |  | NA | NA | NA
28569 | 26A LOUIS FIELD RD | No | No | NA | UNK-NOLG | NO | #VALUE! | PLB | UNK-NOLG | #VALUE! | 1981 | NON-LEAD | FVAO | historical reports | SF | No | UNK | UNK | 1981 | N/A |  | NA | NA | NA
11654 | 0 LOVEWELL WAY | No | No | NA | UNK-NOLG | NO | #VALUE! | PLB | UNK-NOLG | #VALUE! | PLB | NON-LEAD | FVAO | historical reports | NONRES | No | UNK | UNK | 0 | N/A |  | NA | NA | NA
67525 | 2 MAGGIES LN | No | No | NA | UNK-NOLG | NO | #VALUE! | ALB | UNK-NOLG | #VALUE! | 2005 | NON-LEAD | FVAO | historical reports | SF | No | UNK | UNK | 2005 | N/A |  | NA | NA | NA
65200 | 3 MAGGIES LN | No | No | NA | UNK-NOLG | NO | #VALUE! | PLB | UNK-NOLG | #VALUE! | 1977 | NON-LEAD | FVAO | historical reports | SF | No | UNK | UNK | 1977 | N/A |  | NA | NA | NA
13507 | 0 MAGNOLIA WAY | No | No | NA | UNK-NOLG | NO | #VALUE! | PLB | UNK-NOLG | #VALUE! | PLB | NON-LEAD | FVAO | historical reports | SF | No | UNK | UNK | #N/A | N/A |  | NA | NA | NA
13501 | 1 MAGNOLIA WAY | No | No | NA | UNK-NOLG | NO | #VALUE! | PLB | UNK-NOLG | #VALUE! | 2007 | NON-LEAD | FVAO | historical reports | SF | No | UNK | UNK | 2007 | N/A |  | NA | NA | NA
13502 | 3A MAGNOLIA WAY | No | No | NA | UNK-NOLG | NO | #VALUE! | PLB | UNK-NOLG | #VALUE! | PLB | NON-LEAD | FVAO | historical reports | SF | No | UNK | UNK | #N/A | N/A |  | NA | NA | NA
13503 | 3B MAGNOLIA WAY | No | No | NA | UNK-NOLG | NO | #VALUE! | PLB | UNK-NOLG | #VALUE! | PLB | NON-LEAD | FVAO | historical reports | SF | No | UNK | UNK | #N/A | N/A |  | NA | NA | NA
13504 | 4A MAGNOLIA WAY | No | No | NA | UNK-NOLG | NO | #VALUE! | PLB | UNK-NOLG | #VALUE! | PLB | NON-LEAD | FVAO | historical reports | SF | No | UNK | UNK | #N/A | N/A |  | NA | NA | NA
13505 | 4B MAGNOLIA WAY | No | No | NA | UNK-NOLG | NO | #VALUE! | PLB | UNK-NOLG | #VALUE! | PLB | NON-LEAD | FVAO | historical reports | SF | No | UNK | UNK | #N/A | N/A |  | NA | NA | NA
13506 | 4C MAGNOLIA WAY | No | No | NA | UNK-NOLG | NO | #VALUE! | PLB | UNK-NOLG | #VALUE! | PLB | NON-LEAD | FVAO | historical reports | SF | No | UNK | UNK | #N/A | N/A |  | NA | NA | NA
65533 | 10 MAGNUSON WAY | No | No | NA | UNK-NOLG | NO | #VALUE! | ALB | UNK-NOLG | #VALUE! | 1989 | NON-LEAD | FVAO | historical reports | SF | No | UNK | UNK | 1989 | N/A |  | NA | NA | NA
65607 | 10A MAGNUSON WAY | No | No | NA | UNK-NOLG | NO | #VALUE! | ALB | UNK-NOLG | #VALUE! | 1989 | NON-LEAD | FVAO | historical reports | SF | No | UNK | UNK | 1989 | N/A |  | NA | NA | NA
63995 | 0 MAIN ST | No | No | NA | UNK-NOLG | NO | #VALUE! | PLB | UNK-NOLG | #VALUE! | PLB | NON-LEAD | FVAO | historical reports | SF | No | UNK | UNK | 0 | N/A |  | NA | NA | NA
65518 | 0 MAIN ST | No | No | NA | UNK-NOLG | NO | #VALUE! | PLB | UNK-NOLG | #VALUE! | PLB | NON-LEAD | FVAO | historical reports | SF | No | UNK | UNK | 0 | N/A |  | NA | NA | NA
66052 | 2 MAIN ST | No | No | NA | UNK-NOLG | NO | #VALUE! | PLB | UNK-NOLG | #VALUE! | 1973 | NON-LEAD | FVAO | historical reports | NONRES | No | UNK | UNK | 1973 | N/A |  | NA | NA | NA
66576 | 4 MAIN ST | No | No | NA | UNK-NOLG | NO | #VALUE! | PLB | UNK-NOLG | #VALUE! | PLB | NON-LEAD | FVAO | historical reports | SF | No | UNK | UNK | #N/A | N/A |  | NA | NA | NA
66543 | 8 MAIN ST | No | No | NA | UNK-NOLG | NO | #VALUE! | PLB | UNK-NOLG | #VALUE! | PLB | NON-LEAD | FVAO | historical reports | NONRES | No | UNK | UNK | #N/A | N/A |  | NA | NA | NA
66541 | 8 MAIN ST | No | No | NA | UNK-NOLG | NO | #VALUE! | PLB | UNK-NOLG | #VALUE! | PLB | NON-LEAD | FVAO | historical reports | SF | No | UNK | UNK | #N/A | N/A |  | NA | NA | NA
66317 | 19 MAIN ST | No | No | NA | UNK-NOLG | NO | #VALUE! | PLB | UNK-NOLG | #VALUE! | 1974 | NON-LEAD | FVAO | historical reports | NONRES | No | UNK | UNK | 1974 | N/A |  | NA | NA | NA
66343 | 20 MAIN ST | No | No | NA | UNK-NOLG | NO | #VALUE! | PLB | UNK-NOLG | #VALUE! | 1950 | NON-LEAD | FVAO | historical reports | NONRES | No | UNK | UNK | 1950 | N/A |  | NA | NA | NA
66204 | 29 MAIN ST | No | No | NA | UNK-NOLG | NO | #VALUE! | ALB | UNK-NOLG | #VALUE! | 2002 | NON-LEAD | FVAO | historical reports | NONRES | No | UNK | UNK | 2002 | N/A |  | NA | NA | NA
66205 | 33 MAIN ST | No | No | NA | UNK-NOLG | NO | #VALUE! | PLB | UNK-NOLG | #VALUE! | 1978 | NON-LEAD | FVAO | historical reports | NONRES | No | UNK | UNK | 1978 | N/A |  | NA | NA | NA
66200 | 36 MAIN ST | No | No | NA | UNK-NOLG | NO | #VALUE! | PLB | UNK-NOLG | #VALUE! | 1977 | NON-LEAD | FVAO | historical reports | NONRES | No | UNK | UNK | 1977 | N/A |  | NA | NA | NA
66206 | 37 MAIN ST | No | No | NA | UNK-NOLG | NO | #VALUE! | ALB | UNK-NOLG | #VALUE! | 1986 | NON-LEAD | FVAO | historical reports | NONRES | No | UNK | UNK | 1986 | N/A |  | NA | NA | NA
66199 | 38 MAIN ST | No | No | NA | UNK-NOLG | NO | #VALUE! | ALB | UNK-NOLG | #VALUE! | 2016 | NON-LEAD | FVAO | historical reports | NONRES | No | UNK | UNK | 2016 | N/A |  | NA | NA | NA
66198 | 40 MAIN ST | No | No | NA | UNK-NOLG | NO | #VALUE! | ALB | UNK-NOLG | #VALUE! | 1996 | NON-LEAD | FVAO | historical reports | SF | No | UNK | UNK | 1996 | N/A |  | NA | NA | NA
66207 | 41 MAIN ST | No | No | NA | UNK-NOLG | NO | #VALUE! | ALB | UNK-NOLG | #VALUE! | 1989 | NON-LEAD | FVAO | historical reports | NONRES | No | UNK | UNK | 1989 | N/A |  | NA | NA | NA
66197 | 42 MAIN ST | No | No | NA | UNK-NOLG | NO | #VALUE! | ALB | UNK-NOLG | #VALUE! | 1996 | NON-LEAD | FVAO | historical reports | NONRES | No | UNK | UNK | 1996 | N/A |  | NA | NA | NA
66191 | 44 MAIN ST | No | No | NA | UNK-NOLG | NO | #VALUE! | PLB | UNK-NOLG | #VALUE! | 1958 | NON-LEAD | FVAO | historical reports | NONRES | No | UNK | UNK | 1958 | N/A |  | NA | NA | NA
66196 | 44 MAIN ST | No | No | NA | UNK-NOLG | NO | #VALUE! | PLB | UNK-NOLG | #VALUE! | 1880 | NON-LEAD | FVAO | historical reports | SF | No | UNK | UNK | 1880 | N/A |  | NA | NA | NA
66208 | 47 MAIN ST | No | No | NA | UNK-NOLG | NO | #VALUE! | PLB | UNK-NOLG | #VALUE! | 1985 | NON-LEAD | FVAO | historical reports | NONRES | No | UNK | UNK | 1985 | N/A |  | NA | NA | NA
66686 | 51 MAIN ST | No | No | NA | UNK-NOLG | NO | #VALUE! | PLB | UNK-NOLG | #VALUE! | PLB | NON-LEAD | FVAO | historical reports | NONRES | No | UNK | UNK | #N/A | N/A |  | NA | NA | NA
66209 | 53 MAIN ST | No | No | NA | UNK-NOLG | NO | #VALUE! | PLB | UNK-NOLG | #VALUE! | 1978 | NON-LEAD | FVAO | historical reports | SF | No | UNK | UNK | 1978 | N/A |  | NA | NA | NA
66642 | 53 MAIN ST | No | No | NA | UNK-NOLG | NO | #VALUE! | PLB | UNK-NOLG | #VALUE! | 1978 | NON-LEAD | FVAO | historical reports | NONRES | No | UNK | UNK | 1978 | N/A |  | NA | NA | NA
66210 | 55 MAIN ST | No | No | NA | UNK-NOLG | NO | #VALUE! | ALB | UNK-NOLG | #VALUE! | 1988 | NON-LEAD | FVAO | historical reports | NONRES | No | UNK | UNK | 1988 | N/A |  | NA | NA | NA
66195 | 56 MAIN ST | No | No | NA | UNK-NOLG | NO | #VALUE! | ALB | UNK-NOLG | #VALUE! | 2003 | NON-LEAD | FVAO | historical reports | NONRES | No | UNK | UNK | 2003 | N/A |  | NA | NA | NA
66123 | 65 MAIN ST | No | No | NA | UNK-NOLG | NO | #VALUE! | ALB | UNK-NOLG | #VALUE! | 1987 | NON-LEAD | FVAO | historical reports | NONRES | No | UNK | UNK | 1987 | N/A |  | NA | NA | NA
66125 | 66 MAIN ST | No | No | NA | UNK-NOLG | NO | #VALUE! | PLB | UNK-NOLG | #VALUE! | 1963 | NON-LEAD | FVAO | historical reports | NONRES | No | UNK | UNK | 1963 | N/A |  | NA | NA | NA
66127 | 70 MAIN ST | No | No | NA | UNK-NOLG | NO | #VALUE! | ALB | UNK-NOLG | #VALUE! | 1991 | NON-LEAD | FVAO | historical reports | NONRES | No | UNK | UNK | 1991 | N/A |  | NA | NA | NA
66634 | 71 MAIN ST | No | No | NA | UNK-NOLG | NO | #VALUE! | PLB | UNK-NOLG | #VALUE! | 1900 | NON-LEAD | FVAO | historical reports | SF | No | UNK | UNK | 1900 | N/A |  | NA | NA | NA
66122 | 71 MAIN ST | No | No | NA | UNK-NOLG | NO | #VALUE! | ALB | UNK-NOLG | #VALUE! | 2002 | NON-LEAD | FVAO | historical reports | NONRES | No | UNK | UNK | 2002 | N/A |  | NA | NA | NA
66126 | 78 MAIN ST | No | No | NA | UNK-NOLG | NO | #VALUE! | ALB | UNK-NOLG | #VALUE! | 2001 | NON-LEAD | FVAO | historical reports | NONRES | No | UNK | UNK | 2001 | N/A |  | NA | NA | NA
66121 | 81 MAIN ST | No | No | NA | UNK-NOLG | NO | #VALUE! | PLB | UNK-NOLG | #VALUE! | 1973 | NON-LEAD | FVAO | historical reports | NONRES | No | UNK | UNK | 1973 | N/A |  | NA | NA | NA
66161 | 86 MAIN ST | No | No | NA | UNK-NOLG | NO | #VALUE! | ALB | UNK-NOLG | #VALUE! | 1987 | NON-LEAD | FVAO | historical reports | NONRES | No | UNK | UNK | 1987 | N/A |  | NA | NA | NA
66062 | 89 MAIN ST | No | No | NA | UNK-NOLG | NO | #VALUE! | PLB | UNK-NOLG | #VALUE! | 1928 | NON-LEAD | FVAO | historical reports | NONRES | No | UNK | UNK | 1928 | N/A |  | NA | NA | NA
66060 | 92 MAIN ST | No | No | NA | UNK-NOLG | NO | #VALUE! | PLB | UNK-NOLG | #VALUE! | 1966 | NON-LEAD | FVAO | historical reports | SF | No | UNK | UNK | 1966 | N/A |  | NA | NA | NA
66059 | 96 MAIN ST | No | No | NA | UNK-NOLG | NO | #VALUE! | PLB | UNK-NOLG | #VALUE! | 1946 | NON-LEAD | FVAO | historical reports | NONRES | No | UNK | UNK | 1946 | N/A |  | NA | NA | NA
66064 | 99 MAIN ST | No | No | NA | UNK-NOLG | NO | #VALUE! | PLB | UNK-NOLG | #VALUE! | 1920 | NON-LEAD | FVAO | historical reports | SF | No | UNK | UNK | 1920 | N/A |  | NA | NA | NA
66058 | 100 MAIN ST | No | No | NA | UNK-NOLG | NO | #VALUE! | PLB | UNK-NOLG | #VALUE! | 1945 | NON-LEAD | FVAO | historical reports | NONRES | No | UNK | UNK | 1945 | N/A |  | NA | NA | NA
66531 | 100 MAIN ST | No | No | NA | UNK-NOLG | NO | #VALUE! | PLB | UNK-NOLG | #VALUE! | 1870 | NON-LEAD | FVAO | historical reports | SF | No | UNK | UNK | 1870 | N/A |  | NA | NA | NA
66057 | 102 MAIN ST | No | No | NA | UNK-NOLG | NO | #VALUE! | PLB | UNK-NOLG | #VALUE! | 1966 | NON-LEAD | FVAO | historical reports | SF | No | UNK | UNK | 1966 | N/A |  | NA | NA | NA
66056 | 104 MAIN ST | No | No | NA | UNK-NOLG | NO | #VALUE! | PLB | UNK-NOLG | #VALUE! | 1985 | NON-LEAD | FVAO | historical reports | NONRES | No | UNK | UNK | 1985 | N/A |  | NA | NA | NA
66065 | 105 MAIN ST | No | No | NA | UNK-NOLG | NO | #VALUE! | PLB | UNK-NOLG | #VALUE! | 1966 | NON-LEAD | FVAO | historical reports | SF | No | UNK | UNK | 1966 | N/A |  | NA | NA | NA
66012 | 113 MAIN ST | No | No | NA | UNK-NOLG | NO | #VALUE! | PLB | UNK-NOLG | #VALUE! | 1970 | NON-LEAD | FVAO | historical reports | SF | No | UNK | UNK | 1970 | N/A |  | NA | NA | NA
65592 | 149 MAIN ST | No | No | NA | UNK-NOLG | NO | #VALUE! | PLB | UNK-NOLG | #VALUE! | PLB | NON-LEAD | FVAO | historical reports | SF | No | UNK | UNK | #N/A | N/A |  | NA | NA | NA
66799 | 105A MAIN ST | No | No | NA | UNK-NOLG | NO | #VALUE! | PLB | UNK-NOLG | #VALUE! | 1966 | NON-LEAD | FVAO | historical reports | SF | No | UNK | UNK | 1966 | N/A |  | NA | NA | NA
66318 | 19A MAIN ST | No | No | NA | UNK-NOLG | NO | #VALUE! | PLB | UNK-NOLG | #VALUE! | 1985 | NON-LEAD | FVAO | historical reports | SF | No | UNK | UNK | 1985 | N/A |  | NA | NA | NA
66506 | 19B MAIN ST | No | No | NA | UNK-NOLG | NO | #VALUE! | PLB | UNK-NOLG | #VALUE! | 1974 | NON-LEAD | FVAO | historical reports | SF | No | UNK | UNK | 1974 | N/A |  | NA | NA | NA
66529 | 19C MAIN ST | No | No | NA | UNK-NOLG | NO | #VALUE! | PLB | UNK-NOLG | #VALUE! | 1974 | NON-LEAD | FVAO | historical reports | SF | No | UNK | UNK | 1974 | N/A |  | NA | NA | NA
66319 | 19F MAIN ST | No | No | NA | UNK-NOLG | NO | #VALUE! | ALB | UNK-NOLG | #VALUE! | 2017 | NON-LEAD | FVAO | historical reports | NONRES | No | UNK | UNK | 2017 | N/A |  | NA | NA | NA
66521 | 19G MAIN ST | No | No | NA | UNK-NOLG | NO | #VALUE! | PLB | UNK-NOLG | #VALUE! | 1974 | NON-LEAD | FVAO | historical reports | SF | No | UNK | UNK | 1974 | N/A |  | NA | NA | NA
66203 | 25A MAIN ST | No | No | NA | UNK-NOLG | NO | #VALUE! | PLB | UNK-NOLG | #VALUE! | 1984 | NON-LEAD | FVAO | historical reports | NONRES | No | UNK | UNK | 1984 | N/A |  | NA | NA | NA
66510 | 25B MAIN ST | No | No | NA | UNK-NOLG | NO | #VALUE! | PLB | UNK-NOLG | #VALUE! | 1984 | NON-LEAD | FVAO | historical reports | SF | No | UNK | UNK | 1984 | N/A |  | NA | NA | NA
66575 | 2B MAIN ST | No | No | NA | UNK-NOLG | NO | #VALUE! | PLB | UNK-NOLG | #VALUE! | 1973 | NON-LEAD | FVAO | historical reports | SF | No | UNK | UNK | 1973 | N/A |  | NA | NA | NA
66512 | 33A MAIN ST | No | No | NA | UNK-NOLG | NO | #VALUE! | PLB | UNK-NOLG | #VALUE! | 1978 | NON-LEAD | FVAO | historical reports | SF | No | UNK | UNK | 1978 | N/A |  | NA | NA | NA
66528 | 37A MAIN ST | No | No | NA | UNK-NOLG | NO | #VALUE! | ALB | UNK-NOLG | #VALUE! | 1986 | NON-LEAD | FVAO | historical reports | SF | No | UNK | UNK | 1986 | N/A |  | NA | NA | NA
66705 | 41A MAIN ST | No | No | NA | UNK-NOLG | NO | #VALUE! | ALB | UNK-NOLG | #VALUE! | 1989 | NON-LEAD | FVAO | historical reports | SF | No | UNK | UNK | 1989 | N/A |  | NA | NA | NA
66513 | 44A MAIN ST | No | No | NA | UNK-NOLG | NO | #VALUE! | PLB | UNK-NOLG | #VALUE! | 1880 | NON-LEAD | FVAO | historical reports | SF | No | UNK | UNK | 1880 | N/A |  | NA | NA | NA
66577 | 4A MAIN ST | No | No | NA | UNK-NOLG | NO | #VALUE! | PLB | UNK-NOLG | #VALUE! | PLB | NON-LEAD | FVAO | historical reports | NONRES | No | UNK | UNK | #N/A | N/A |  | NA | NA | NA
66194 | 56A MAIN ST | No | No | NA | UNK-NOLG | NO | #VALUE! | ALB | UNK-NOLG | #VALUE! | 2003 | NON-LEAD | FVAO | historical reports | NONRES | No | UNK | UNK | 2003 | N/A |  | NA | NA | NA
66623 | 56B MAIN ST | No | No | NA | UNK-NOLG | NO | #VALUE! | ALB | UNK-NOLG | #VALUE! | 2003 | NON-LEAD | FVAO | historical reports | SF | No | UNK | UNK | 2003 | N/A |  | NA | NA | NA
66624 | 56C MAIN ST | No | No | NA | UNK-NOLG | NO | #VALUE! | ALB | UNK-NOLG | #VALUE! | 2003 | NON-LEAD | FVAO | historical reports | SF | No | UNK | UNK | 2003 | N/A |  | NA | NA | NA
66124 | 65A MAIN ST | No | No | NA | UNK-NOLG | NO | #VALUE! | ALB | UNK-NOLG | #VALUE! | 1987 | NON-LEAD | FVAO | historical reports | NONRES | No | UNK | UNK | 1987 | N/A |  | NA | NA | NA
66580 | 65C MAIN ST | No | No | NA | UNK-NOLG | NO | #VALUE! | ALB | UNK-NOLG | #VALUE! | 1987 | NON-LEAD | FVAO | historical reports | SF | No | UNK | UNK | 1987 | N/A |  | NA | NA | NA
66582 | 86A MAIN ST | No | No | NA | UNK-NOLG | NO | #VALUE! | PLB | UNK-NOLG | #VALUE! | 1976 | NON-LEAD | FVAO | historical reports | NONRES | No | UNK | UNK | 1976 | N/A |  | NA | NA | NA
66797 | 99A MAIN ST | No | No | NA | UNK-NOLG | NO | #VALUE! | PLB | UNK-NOLG | #VALUE! | 1920 | NON-LEAD | FVAO | historical reports | SF | No | UNK | UNK | 1920 | N/A |  | NA | NA | NA
7839 | 1 MAJOR'S COVE LN | No | No | NA | UNK-NOLG | NO | #VALUE! | PLB | UNK-NOLG | #VALUE! | PLB | NON-LEAD | FVAO | historical reports | SF | No | UNK | UNK | #N/A | N/A |  | NA | NA | NA
7840 | 2 MAJOR'S COVE LN | No | No | NA | UNK-NOLG | NO | #VALUE! | ALB | UNK-NOLG | #VALUE! | 1999 | NON-LEAD | FVAO | historical reports | SF | No | UNK | UNK | 1999 | N/A |  | NA | NA | NA
7842 | 4 MAJOR'S COVE LN | No | No | NA | UNK-NOLG | NO | #VALUE! | PLB | UNK-NOLG | #VALUE! | PLB | NON-LEAD | FVAO | historical reports | SF | No | UNK | UNK | #N/A | N/A |  | NA | NA | NA
7838 | 7 MAJOR'S COVE LN | No | No | NA | UNK-NOLG | NO | #VALUE! | PLB | UNK-NOLG | #VALUE! | PLB | NON-LEAD | FVAO | historical reports | SF | No | UNK | UNK | #N/A | N/A |  | NA | NA | NA
7837 | 9 MAJOR'S COVE LN | No | No | NA | UNK-NOLG | NO | #VALUE! | PLB | UNK-NOLG | #VALUE! | PLB | NON-LEAD | FVAO | historical reports | SF | No | UNK | UNK | #N/A | N/A |  | NA | NA | NA
7844 | 10 MAJOR'S COVE LN | No | No | NA | UNK-NOLG | NO | #VALUE! | ALB | UNK-NOLG | #VALUE! | 2001 | NON-LEAD | FVAO | historical reports | SF | No | UNK | UNK | 2001 | N/A |  | NA | NA | NA
7836 | 11 MAJOR'S COVE LN | No | No | NA | UNK-NOLG | NO | #VALUE! | PLB | UNK-NOLG | #VALUE! | PLB | NON-LEAD | FVAO | historical reports | SF | No | UNK | UNK | #N/A | N/A |  | NA | NA | NA
7845 | 12 MAJOR'S COVE LN | No | No | NA | UNK-NOLG | NO | #VALUE! | PLB | UNK-NOLG | #VALUE! | PLB | NON-LEAD | FVAO | historical reports | SF | No | UNK | UNK | #N/A | N/A |  | NA | NA | NA
7846 | 16 MAJOR'S COVE LN | No | No | NA | UNK-NOLG | NO | #VALUE! | PLB | UNK-NOLG | #VALUE! | PLB | NON-LEAD | FVAO | historical reports | SF | No | UNK | UNK | #N/A | N/A |  | NA | NA | NA
7850 | 17 MAJOR'S COVE LN | No | No | NA | UNK-NOLG | NO | #VALUE! | PLB | UNK-NOLG | #VALUE! | PLB | NON-LEAD | FVAO | historical reports | SF | No | UNK | UNK | #N/A | N/A |  | NA | NA | NA
7849 | 19 MAJOR'S COVE LN | No | No | NA | UNK-NOLG | NO | #VALUE! | ALB | UNK-NOLG | #VALUE! | 2000 | NON-LEAD | FVAO | historical reports | SF | No | UNK | UNK | 2000 | N/A |  | NA | NA | NA
7847 | 20 MAJOR'S COVE LN | No | No | NA | UNK-NOLG | NO | #VALUE! | PLB | UNK-NOLG | #VALUE! | PLB | NON-LEAD | FVAO | historical reports | SF | No | UNK | UNK | #N/A | N/A |  | NA | NA | NA
7854 | 21 MAJOR'S COVE LN | No | No | NA | UNK-NOLG | NO | #VALUE! | PLB | UNK-NOLG | #VALUE! | PLB | NON-LEAD | FVAO | historical reports | SF | No | UNK | UNK | #N/A | N/A |  | NA | NA | NA
7848 | 22 MAJOR'S COVE LN | No | No | NA | UNK-NOLG | NO | #VALUE! | PLB | UNK-NOLG | #VALUE! | PLB | NON-LEAD | FVAO | historical reports | SF | No | UNK | UNK | #N/A | N/A |  | NA | NA | NA
6855 | 23 MAJOR'S COVE LN | No | No | NA | UNK-NOLG | NO | #VALUE! | PLB | UNK-NOLG | #VALUE! | 1984 | NON-LEAD | FVAO | historical reports | SF | No | UNK | UNK | 1984 | N/A |  | NA | NA | NA
6830 | 25 MAJOR'S COVE LN | No | No | NA | UNK-NOLG | NO | #VALUE! | PLB | UNK-NOLG | #VALUE! | PLB | NON-LEAD | FVAO | historical reports | SF | No | UNK | UNK | #N/A | N/A |  | NA | NA | NA
6831 | 27 MAJOR'S COVE LN | No | No | NA | UNK-NOLG | NO | #VALUE! | PLB | UNK-NOLG | #VALUE! | PLB | NON-LEAD | FVAO | historical reports | SF | No | UNK | UNK | #N/A | N/A |  | NA | NA | NA
6500 | 29 MAJOR'S COVE LN | No | No | NA | UNK-NOLG | NO | #VALUE! | PLB | UNK-NOLG | #VALUE! | PLB | NON-LEAD | FVAO | historical reports | SF | No | UNK | UNK | #N/A | N/A |  | NA | NA | NA
6832 | 29 MAJOR'S COVE LN | No | No | NA | UNK-NOLG | NO | #VALUE! | PLB | UNK-NOLG | #VALUE! | PLB | NON-LEAD | FVAO | historical reports | SF | No | UNK | UNK | #N/A | N/A |  | NA | NA | NA
7500 | 17A MAJOR'S COVE LN | No | No | NA | UNK-NOLG | NO | #VALUE! | PLB | UNK-NOLG | #VALUE! | PLB | NON-LEAD | FVAO | historical reports | SF | No | UNK | UNK | #N/A | N/A |  | NA | NA | NA
7857 | 0 MAJOR'S COVE RD | No | No | NA | UNK-NOLG | NO | #VALUE! | ALB | UNK-NOLG | #VALUE! | 2019 | NON-LEAD | FVAO | historical reports | SF | No | UNK | UNK | 2019 | N/A |  | NA | NA | NA
6001 | 31 MAJOR'S COVE RD | No | No | NA | UNK-NOLG | NO | #VALUE! | PLB | UNK-NOLG | #VALUE! | 1980 | NON-LEAD | FVAO | historical reports | SF | No | UNK | UNK | 1980 | N/A |  | NA | NA | NA
65567 | 1 MARCHANT'S PATH | No | No | NA | UNK-NOLG | NO | #VALUE! | ALB | UNK-NOLG | #VALUE! | 2011 | NON-LEAD | FVAO | historical reports | SF | No | UNK | UNK | 2011 | A | 1 | NA | NA | NA
65568 | 2 MARCHANT'S PATH | No | No | NA | UNK-NOLG | NO | #VALUE! | ALB | UNK-NOLG | #VALUE! | 2011 | NON-LEAD | FVAO | historical reports | SF | No | UNK | UNK | 2011 | N/A |  | NA | NA | NA
65569 | 3 MARCHANT'S PATH | No | No | NA | UNK-NOLG | NO | #VALUE! | ALB | UNK-NOLG | #VALUE! | 2011 | NON-LEAD | FVAO | historical reports | SF | No | UNK | UNK | 2011 | A | 1 | NA | NA | NA
65570 | 4 MARCHANT'S PATH | No | No | NA | UNK-NOLG | NO | #VALUE! | ALB | UNK-NOLG | #VALUE! | 2011 | NON-LEAD | FVAO | historical reports | SF | No | UNK | UNK | 2011 | N/A |  | NA | NA | NA
65571 | 5 MARCHANT'S PATH | No | No | NA | UNK-NOLG | NO | #VALUE! | ALB | UNK-NOLG | #VALUE! | 2011 | NON-LEAD | FVAO | historical reports | SF | No | UNK | UNK | 2011 | N/A |  | NA | NA | NA
21028 | 6 MARINERS CIR | No | No | NA | UNK-NOLG | NO | #VALUE! | PLB | UNK-NOLG | #VALUE! | 2007 | NON-LEAD | FVAO | historical reports | SF | No | UNK | UNK | 2007 | N/A |  | NA | NA | NA
21763 | 1 MARINERS LANDING | No | No | NA | UNK-NOLG | NO | #VALUE! | PLB | UNK-NOLG | #VALUE! | PLB | NON-LEAD | FVAO | historical reports | NONRES | No | UNK | UNK | #N/A | N/A |  | NA | NA | NA
21764 | 1 MARINERS LANDING - UNIT 1 | No | No | NA | UNK-NOLG | NO | #VALUE! | PLB | UNK-NOLG | #VALUE! | PLB | NON-LEAD | FVAO | historical reports | SF | No | UNK | UNK | #N/A | N/A |  | NA | NA | NA
21765 | 1 MARINERS LANDING, UNIT #2 | No | No | NA | UNK-NOLG | NO | #VALUE! | PLB | UNK-NOLG | #VALUE! | PLB | NON-LEAD | FVAO | historical reports | SF | No | UNK | UNK | #N/A | N/A |  | NA | NA | NA
21766 | 1 MARINERS LANDING, UNIT #3 | No | No | NA | UNK-NOLG | NO | #VALUE! | PLB | UNK-NOLG | #VALUE! | PLB | NON-LEAD | FVAO | historical reports | SF | No | UNK | UNK | #N/A | N/A |  | NA | NA | NA
21767 | 1 MARINERS LANDING, UNIT #4 | No | No | NA | UNK-NOLG | NO | #VALUE! | PLB | UNK-NOLG | #VALUE! | PLB | NON-LEAD | FVAO | historical reports | SF | No | UNK | UNK | #N/A | N/A |  | NA | NA | NA
21768 | 1 MARINERS LANDING, UNIT #5 | No | No | NA | UNK-NOLG | NO | #VALUE! | PLB | UNK-NOLG | #VALUE! | PLB | NON-LEAD | FVAO | historical reports | SF | No | UNK | UNK | #N/A | N/A |  | NA | NA | NA
21769 | 1 MARINERS LANDING, UNIT #6 | No | No | NA | UNK-NOLG | NO | #VALUE! | PLB | UNK-NOLG | #VALUE! | PLB | NON-LEAD | FVAO | historical reports | SF | No | UNK | UNK | #N/A | N/A |  | NA | NA | NA
21770 | 1 MARINERS LANDING, UNIT #7 | No | No | NA | UNK-NOLG | NO | #VALUE! | PLB | UNK-NOLG | #VALUE! | PLB | NON-LEAD | FVAO | historical reports | SF | No | UNK | UNK | #N/A | N/A |  | NA | NA | NA
21523 | 3 MARINERS LDG | No | No | NA | UNK-NOLG | NO | #VALUE! | ALB | UNK-NOLG | #VALUE! | 2001 | NON-LEAD | FVAO | historical reports | NONRES | No | UNK | UNK | 2001 | N/A |  | NA | NA | NA
21509 | 3 MARINERS LDG | No | No | NA | UNK-NOLG | NO | #VALUE! | ALB | UNK-NOLG | #VALUE! | 2001 | NON-LEAD | FVAO | historical reports | SF | No | UNK | UNK | 2001 | N/A |  | NA | NA | NA
21013 | 13 MARINERS WAY | No | No | NA | UNK-NOLG | NO | #VALUE! | PLB | UNK-NOLG | #VALUE! | 1938 | NON-LEAD | FVAO | historical reports | SF | No | UNK | UNK | 1938 | N/A |  | NA | NA | NA
21022 | 24 MARINERS WAY | No | No | NA | UNK-NOLG | NO | #VALUE! | PLB | UNK-NOLG | #VALUE! | 1970 | NON-LEAD | FVAO | historical reports | SF | No | UNK | UNK | 1970 | N/A |  | NA | NA | NA
21015 | 27 MARINERS WAY | No | No | NA | UNK-NOLG | NO | #VALUE! | ALB | UNK-NOLG | #VALUE! | 2003 | NON-LEAD | FVAO | historical reports | SF | No | UNK | UNK | 2003 | N/A |  | NA | NA | NA
21029 | 35 MARINERS WAY | No | No | NA | UNK-NOLG | NO | #VALUE! | PLB | UNK-NOLG | #VALUE! | 1953 | NON-LEAD | FVAO | historical reports | SF | No | UNK | UNK | 1953 | N/A |  | NA | NA | NA
21020 | 36 MARINERS WAY | No | No | NA | UNK-NOLG | NO | #VALUE! | PLB | UNK-NOLG | #VALUE! | 1940 | NON-LEAD | FVAO | historical reports | SF | No | UNK | UNK | 1940 | N/A |  | NA | NA | NA
21574 | 40 MARINERS WAY | No | No | NA | UNK-NOLG | NO | #VALUE! | PLB | UNK-NOLG | #VALUE! | 1968 | NON-LEAD | FVAO | historical reports | SF | No | UNK | UNK | 1968 | N/A |  | NA | NA | NA
28155 | 3 MARSH HAWK CIR | No | No | NA | UNK-NOLG | NO | #VALUE! | PLB | UNK-NOLG | #VALUE! | PLB | NON-LEAD | FVAO | historical reports | SF | No | UNK | UNK | 0 | N/A |  | NA | NA | NA
28173 | 4 MARSH HAWK CIR | No | No | NA | UNK-NOLG | NO | #VALUE! | PLB | UNK-NOLG | #VALUE! | 1900 | NON-LEAD | FVAO | historical reports | SF | No | UNK | UNK | 1900 | N/A |  | NA | NA | NA
28156 | 5 MARSH HAWK CIR | No | No | NA | UNK-NOLG | NO | #VALUE! | PLB | UNK-NOLG | #VALUE! | 1983 | NON-LEAD | FVAO | historical reports | SF | No | UNK | UNK | 1983 | N/A |  | NA | NA | NA
28172 | 6 MARSH HAWK CIR | No | No | NA | UNK-NOLG | NO | #VALUE! | PLB | UNK-NOLG | #VALUE! | 1840 | NON-LEAD | FVAO | historical reports | SF | No | UNK | UNK | 1840 | N/A |  | NA | NA | NA
28157 | 7 MARSH HAWK CIR | No | No | NA | UNK-NOLG | NO | #VALUE! | ALB | UNK-NOLG | #VALUE! | 1990 | NON-LEAD | FVAO | historical reports | SF | No | UNK | UNK | 1990 | N/A |  | NA | NA | NA
28171 | 8 MARSH HAWK CIR | No | No | NA | UNK-NOLG | NO | #VALUE! | ALB | UNK-NOLG | #VALUE! | 1999 | NON-LEAD | FVAO | historical reports | SF | No | UNK | UNK | 1999 | N/A |  | NA | NA | NA
28219 | 9 MARSH HAWK CIR | No | No | NA | UNK-NOLG | NO | #VALUE! | PLB | UNK-NOLG | #VALUE! | 1920 | NON-LEAD | FVAO | historical reports | SF | No | UNK | UNK | 1920 | N/A |  | NA | NA | NA
28112 | 1 MARTHA'S RD | No | No | NA | UNK-NOLG | NO | #VALUE! | PLB | UNK-NOLG | #VALUE! | 1972 | NON-LEAD | FVAO | historical reports | SF | No | UNK | UNK | 1972 | A | 1 | NA | NA | NA
28111 | 2 MARTHA'S RD | Yes | No | NA | UNK-NOLG | NO | #VALUE! | PLB | UNK-NOLG | #VALUE! | 1983 | NON-LEAD | FVAO | historical reports | SF | No | UNK | UNK | 1983 | R | 1 | NA | NA | NA
28201 | 6 MARTHA'S RD | No | No | NA | UNK-NOLG | NO | #VALUE! | PLB | UNK-NOLG | #VALUE! | 1970 | NON-LEAD | FVAO | historical reports | SF | No | UNK | UNK | 1970 | N/A |  | NA | NA | NA
28199 | 8 MARTHA'S RD | No | No | NA | UNK-NOLG | NO | #VALUE! | ALB | UNK-NOLG | #VALUE! | 2016 | NON-LEAD | FVAO | historical reports | SF | No | UNK | UNK | 2016 | N/A |  | NA | NA | NA
28202 | 9 MARTHA'S RD | No | No | NA | UNK-NOLG | NO | #VALUE! | PLB | UNK-NOLG | #VALUE! | 1979 | NON-LEAD | FVAO | historical reports | SF | No | UNK | UNK | 1979 | N/A |  | NA | NA | NA
28198 | 10 MARTHA'S RD | No | No | NA | UNK-NOLG | NO | #VALUE! | ALB | UNK-NOLG | #VALUE! | 1996 | NON-LEAD | FVAO | historical reports | SF | No | UNK | UNK | 1996 | A | 1 | NA | NA | NA
28203 | 11 MARTHA'S RD | No | No | NA | UNK-NOLG | NO | #VALUE! | PLB | UNK-NOLG | #VALUE! | 1984 | NON-LEAD | FVAO | historical reports | SF | No | UNK | UNK | 1984 | N/A |  | NA | NA | NA
28197 | 12 MARTHA'S RD | No | No | NA | UNK-NOLG | NO | #VALUE! | PLB | UNK-NOLG | #VALUE! | PLB | NON-LEAD | FVAO | historical reports | SF | No | UNK | UNK | #N/A | N/A |  | NA | NA | NA
28204 | 13 MARTHA'S RD | No | No | NA | UNK-NOLG | NO | #VALUE! | ALB | UNK-NOLG | #VALUE! | 2002 | NON-LEAD | FVAO | historical reports | SF | No | UNK | UNK | 2002 | A | 1 | NA | NA | NA
28196 | 14 MARTHA'S RD | No | No | NA | UNK-NOLG | NO | #VALUE! | PLB | UNK-NOLG | #VALUE! | 1880 | NON-LEAD | FVAO | historical reports | SF | No | UNK | UNK | 1880 | N/A |  | NA | NA | NA
28205 | 15 MARTHA'S RD | No | No | NA | UNK-NOLG | NO | #VALUE! | PLB | UNK-NOLG | #VALUE! | 1978 | NON-LEAD | FVAO | historical reports | SF | No | UNK | UNK | 1978 | N/A |  | NA | NA | NA
28195 | 16 MARTHA'S RD | No | No | NA | UNK-NOLG | NO | #VALUE! | PLB | UNK-NOLG | #VALUE! | 1970 | NON-LEAD | FVAO | historical reports | SF | No | UNK | UNK | 1970 | N/A |  | NA | NA | NA
28194 | 18 MARTHA'S RD | No | No | NA | UNK-NOLG | NO | #VALUE! | ALB | UNK-NOLG | #VALUE! | 2003 | NON-LEAD | FVAO | historical reports | SF | No | UNK | UNK | 2003 | N/A |  | NA | NA | NA
28189 | 20 MARTHA'S RD | No | No | NA | UNK-NOLG | NO | #VALUE! | PLB | UNK-NOLG | #VALUE! | 1979 | NON-LEAD | FVAO | historical reports | SF | No | UNK | UNK | 1979 | N/A |  | NA | NA | NA
28178 | 28 MARTHA'S RD | No | No | NA | UNK-NOLG | NO | #VALUE! | ALB | UNK-NOLG | #VALUE! | 2018 | NON-LEAD | FVAO | historical reports | SF | No | UNK | UNK | 2018 | N/A |  | NA | NA | NA
28170 | 32 MARTHA'S RD | Yes | No | NA | UNK-NOLG | NO | #VALUE! | PLB | UNK-NOLG | #VALUE! | 1984 | NON-LEAD | FVAO | historical reports | SF | No | UNK | UNK | 1984 | R | 1 | NA | NA | NA
28158 | 34 MARTHA'S RD | No | No | NA | UNK-NOLG | NO | #VALUE! | PLB | UNK-NOLG | #VALUE! | 1975 | NON-LEAD | FVAO | historical reports | SF | No | UNK | UNK | 1975 | N/A |  | NA | NA | NA
28159 | 35 MARTHA'S RD | No | No | NA | UNK-NOLG | NO | #VALUE! | ALB | UNK-NOLG | #VALUE! | 1989 | NON-LEAD | FVAO | historical reports | SF | No | UNK | UNK | 1989 | N/A |  | NA | NA | NA
28149 | 41 MARTHA'S RD | No | No | NA | UNK-NOLG | NO | #VALUE! | ALB | UNK-NOLG | #VALUE! | 1987 | NON-LEAD | FVAO | historical reports | SF | No | UNK | UNK | 1987 | N/A |  | NA | NA | NA
28150 | 42 MARTHA'S RD | No | No | NA | UNK-NOLG | NO | #VALUE! | PLB | UNK-NOLG | #VALUE! | 1963 | NON-LEAD | FVAO | historical reports | SF | No | UNK | UNK | 1963 | N/A |  | NA | NA | NA
28063 | 44 MARTHA'S RD | No | No | NA | UNK-NOLG | NO | #VALUE! | PLB | UNK-NOLG | #VALUE! | 1978 | NON-LEAD | FVAO | historical reports | SF | No | UNK | UNK | 1978 | N/A |  | NA | NA | NA
28064 | 46 MARTHA'S RD | No | No | NA | UNK-NOLG | NO | #VALUE! | PLB | UNK-NOLG | #VALUE! | 1920 | NON-LEAD | FVAO | historical reports | SF | No | UNK | UNK | 1920 | N/A |  | NA | NA | NA
28148 | 47 MARTHA'S RD | No | No | NA | UNK-NOLG | NO | #VALUE! | PLB | UNK-NOLG | #VALUE! | 1965 | NON-LEAD | FVAO | historical reports | SF | No | UNK | UNK | 1965 | N/A |  | NA | NA | NA
28065 | 48 MARTHA'S RD | No | No | NA | UNK-NOLG | NO | #VALUE! | PLB | UNK-NOLG | #VALUE! | 1966 | NON-LEAD | FVAO | historical reports | SF | No | UNK | UNK | 1966 | N/A |  | NA | NA | NA
28147 | 49 MARTHA'S RD | No | No | NA | UNK-NOLG | NO | #VALUE! | PLB | UNK-NOLG | #VALUE! | 1935 | NON-LEAD | FVAO | historical reports | SF | No | UNK | UNK | 1935 | N/A |  | NA | NA | NA
28066 | 50 MARTHA'S RD | No | No | NA | UNK-NOLG | NO | #VALUE! | ALB | UNK-NOLG | #VALUE! | 1987 | NON-LEAD | FVAO | historical reports | SF | No | UNK | UNK | 1987 | N/A |  | NA | NA | NA
28146 | 51 MARTHA'S RD | No | No | NA | UNK-NOLG | NO | #VALUE! | PLB | UNK-NOLG | #VALUE! | 1945 | NON-LEAD | FVAO | historical reports | SF | No | UNK | UNK | 1945 | N/A |  | NA | NA | NA
28167 | 52 MARTHA'S RD | No | No | NA | UNK-NOLG | NO | #VALUE! | PLB | UNK-NOLG | #VALUE! | 1935 | NON-LEAD | FVAO | historical reports | SF | No | UNK | UNK | 1935 | N/A |  | NA | NA | NA
28095 | 54 MARTHA'S RD | Yes | No | NA | UNK-NOLG | NO | #VALUE! | PLB | UNK-NOLG | #VALUE! | 1945 | NON-LEAD | FVAO | historical reports | SF | No | UNK | UNK | 1945 | R | 1 | NA | NA | NA
28144 | 55 MARTHA'S RD | No | No | NA | UNK-NOLG | NO | #VALUE! | ALB | UNK-NOLG | #VALUE! | 1990 | NON-LEAD | FVAO | historical reports | SF | No | UNK | UNK | 1990 | N/A |  | NA | NA | NA
28069 | 56 MARTHA'S RD | Yes | No | NA | UNK-NOLG | NO | #VALUE! | ALB | UNK-NOLG | #VALUE! | 1995 | NON-LEAD | FVAO | historical reports | SF | No | UNK | UNK | 1995 | R | 1 | NA | NA | NA
28143 | 57 MARTHA'S RD | No | No | NA | UNK-NOLG | NO | #VALUE! | PLB | UNK-NOLG | #VALUE! | 1940 | NON-LEAD | FVAO | historical reports | SF | No | UNK | UNK | 1940 | N/A |  | NA | NA | NA
28142 | 59 MARTHA'S RD | No | No | NA | UNK-NOLG | NO | #VALUE! | PLB | UNK-NOLG | #VALUE! | 1975 | NON-LEAD | FVAO | historical reports | SF | No | UNK | UNK | 1975 | N/A |  | NA | NA | NA
28211 | 62 MARTHA'S RD | No | No | NA | UNK-NOLG | NO | #VALUE! | PLB | UNK-NOLG | #VALUE! | 1979 | NON-LEAD | FVAO | historical reports | SF | No | UNK | UNK | 1979 | N/A |  | NA | NA | NA
28141 | 63 MARTHA'S RD | No | No | NA | UNK-NOLG | NO | #VALUE! | PLB | UNK-NOLG | #VALUE! | 1870 | NON-LEAD | FVAO | historical reports | SF | No | UNK | UNK | 1870 | N/A |  | NA | NA | NA
28072 | 64 MARTHA'S RD | No | No | NA | UNK-NOLG | NO | #VALUE! | ALB | UNK-NOLG | #VALUE! | 2018 | NON-LEAD | FVAO | historical reports | SF | No | UNK | UNK | 2018 | N/A |  | NA | NA | NA
28073 | 66 MARTHA'S RD | No | No | NA | UNK-NOLG | NO | #VALUE! | PLB | UNK-NOLG | #VALUE! | 1938 | NON-LEAD | FVAO | historical reports | SF | No | UNK | UNK | 1938 | A | 1 | NA | NA | NA
28074 | 68 MARTHA'S RD | No | No | NA | UNK-NOLG | NO | #VALUE! | PLB | UNK-NOLG | #VALUE! | 1920 | NON-LEAD | FVAO | historical reports | SF | No | UNK | UNK | 1920 | N/A |  | NA | NA | NA
28140 | 69 MARTHA'S RD | No | No | NA | UNK-NOLG | NO | #VALUE! | PLB | UNK-NOLG | #VALUE! | 1938 | NON-LEAD | FVAO | historical reports | SF | No | UNK | UNK | 1938 | A | 1 | NA | NA | NA
28075 | 70 MARTHA'S RD | No | No | NA | UNK-NOLG | NO | #VALUE! | PLB | UNK-NOLG | #VALUE! | 1964 | NON-LEAD | FVAO | historical reports | SF | No | UNK | UNK | 1964 | N/A |  | NA | NA | NA
28129 | 75 MARTHA'S RD | No | No | NA | UNK-NOLG | NO | #VALUE! | ALB | UNK-NOLG | #VALUE! | 2012 | NON-LEAD | FVAO | historical reports | SF | No | UNK | UNK | 2012 | N/A |  | NA | NA | NA
28078 | 76 MARTHA'S RD | No | No | NA | UNK-NOLG | NO | #VALUE! | PLB | UNK-NOLG | #VALUE! | 1978 | NON-LEAD | FVAO | historical reports | SF | No | UNK | UNK | 1978 | N/A |  | NA | NA | NA
28079 | 78 MARTHA'S RD | No | No | NA | UNK-NOLG | NO | #VALUE! | PLB | UNK-NOLG | #VALUE! | 1935 | NON-LEAD | FVAO | historical reports | SF | No | UNK | UNK | 1935 | N/A |  | NA | NA | NA
28128 | 79 MARTHA'S RD | No | No | NA | UNK-NOLG | NO | #VALUE! | PLB | UNK-NOLG | #VALUE! | 1968 | NON-LEAD | FVAO | historical reports | SF | No | UNK | UNK | 1968 | N/A |  | NA | NA | NA
28080 | 80 MARTHA'S RD | No | No | NA | UNK-NOLG | NO | #VALUE! | PLB | UNK-NOLG | #VALUE! | 1930 | NON-LEAD | FVAO | historical reports | SF | No | UNK | UNK | 1930 | N/A |  | NA | NA | NA
28127 | 81 MARTHA'S RD | No | No | NA | UNK-NOLG | NO | #VALUE! | ALB | UNK-NOLG | #VALUE! | 1991 | NON-LEAD | FVAO | historical reports | SF | No | UNK | UNK | 1991 | N/A |  | NA | NA | NA
28081 | 82 MARTHA'S RD | No | No | NA | UNK-NOLG | NO | #VALUE! | PLB | UNK-NOLG | #VALUE! | 1890 | NON-LEAD | FVAO | historical reports | SF | No | UNK | UNK | 1890 | N/A |  | NA | NA | NA
28126 | 83 MARTHA'S RD | No | No | NA | UNK-NOLG | NO | #VALUE! | ALB | UNK-NOLG | #VALUE! | 2001 | NON-LEAD | FVAO | historical reports | SF | No | UNK | UNK | 2001 | N/A |  | NA | NA | NA
28082 | 84 MARTHA'S RD | No | No | NA | UNK-NOLG | NO | #VALUE! | PLB | UNK-NOLG | #VALUE! | 1900 | NON-LEAD | FVAO | historical reports | SF | No | UNK | UNK | 1900 | N/A |  | NA | NA | NA
28125 | 85 MARTHA'S RD | No | No | NA | UNK-NOLG | NO | #VALUE! | PLB | UNK-NOLG | #VALUE! | 1963 | NON-LEAD | FVAO | historical reports | SF | No | UNK | UNK | 1963 | N/A |  | NA | NA | NA
28083 | 86 MARTHA'S RD | No | No | NA | UNK-NOLG | NO | #VALUE! | PLB | UNK-NOLG | #VALUE! | 1972 | NON-LEAD | FVAO | historical reports | SF | No | UNK | UNK | 1972 | N/A |  | NA | NA | NA
28124 | 87 MARTHA'S RD | No | No | NA | UNK-NOLG | NO | #VALUE! | ALB | UNK-NOLG | #VALUE! | 1987 | NON-LEAD | FVAO | historical reports | SF | No | UNK | UNK | 1987 | N/A |  | NA | NA | NA
28084 | 88 MARTHA'S RD | No | No | NA | UNK-NOLG | NO | #VALUE! | ALB | UNK-NOLG | #VALUE! | 2017 | NON-LEAD | FVAO | historical reports | SF | No | UNK | UNK | 2017 | N/A |  | NA | NA | NA
28123 | 93 MARTHA'S RD | Yes | No | NA | UNK-NOLG | NO | #VALUE! | PLB | UNK-NOLG | #VALUE! | 1920 | NON-LEAD | FVAO | historical reports | SF | No | UNK | UNK | 1920 | R | 1 | NA | NA | NA
28086 | 94 MARTHA'S RD | No | No | NA | UNK-NOLG | NO | #VALUE! | ALB | UNK-NOLG | #VALUE! | 1998 | NON-LEAD | FVAO | historical reports | SF | No | UNK | UNK | 1998 | N/A |  | NA | NA | NA
28120 | 95 MARTHA'S RD | No | No | NA | UNK-NOLG | NO | #VALUE! | PLB | UNK-NOLG | #VALUE! | 1982 | NON-LEAD | FVAO | historical reports | SF | No | UNK | UNK | 1982 | N/A |  | NA | NA | NA
28087 | 96 MARTHA'S RD | No | No | NA | UNK-NOLG | NO | #VALUE! | PLB | UNK-NOLG | #VALUE! | 1975 | NON-LEAD | FVAO | historical reports | SF | No | UNK | UNK | 1975 | N/A |  | NA | NA | NA
28121 | 97 MARTHA'S RD | No | No | NA | UNK-NOLG | NO | #VALUE! | PLB | UNK-NOLG | #VALUE! | 1973 | NON-LEAD | FVAO | historical reports | SF | No | UNK | UNK | 1973 | N/A |  | NA | NA | NA
28088 | 98 MARTHA'S RD | No | No | NA | UNK-NOLG | NO | #VALUE! | ALB | UNK-NOLG | #VALUE! | 2008 | NON-LEAD | FVAO | historical reports | SF | No | UNK | UNK | 2008 | N/A |  | NA | NA | NA
28122 | 99 MARTHA'S RD | No | No | NA | UNK-NOLG | NO | #VALUE! | ALB | UNK-NOLG | #VALUE! | 2002 | NON-LEAD | FVAO | historical reports | SF | No | UNK | UNK | 2002 | NA |  | NA | NA | NA
28089 | 100 MARTHA'S RD | No | No | NA | UNK-NOLG | NO | #VALUE! | PLB | UNK-NOLG | #VALUE! | 1985 | NON-LEAD | FVAO | historical reports | SF | No | UNK | UNK | 1985 | N/A |  | NA | NA | NA
28119 | 101 MARTHA'S RD | No | No | NA | UNK-NOLG | NO | #VALUE! | PLB | UNK-NOLG | #VALUE! | 1977 | NON-LEAD | FVAO | historical reports | SF | No | UNK | UNK | 1977 | N/A |  | NA | NA | NA
28090 | 102 MARTHA'S RD | No | No | NA | UNK-NOLG | NO | #VALUE! | PLB | UNK-NOLG | #VALUE! | 1973 | NON-LEAD | FVAO | historical reports | SF | No | UNK | UNK | 1973 | N/A |  | NA | NA | NA
29517 | 103 MARTHA'S RD | No | No | NA | UNK-NOLG | NO | #VALUE! | PLB | UNK-NOLG | #VALUE! | PLB | NON-LEAD | FVAO | historical reports | SF | No | UNK | UNK | #N/A | N/A |  | NA | NA | NA
28091 | 104 MARTHA'S RD | No | No | NA | UNK-NOLG | NO | #VALUE! | PLB | UNK-NOLG | #VALUE! | 1985 | NON-LEAD | FVAO | historical reports | SF | No | UNK | UNK | 1985 | N/A |  | NA | NA | NA
28117 | 105 MARTHA'S RD | No | No | NA | UNK-NOLG | NO | #VALUE! | PLB | UNK-NOLG | #VALUE! | 1930 | NON-LEAD | FVAO | historical reports | SF | No | UNK | UNK | 1930 | N/A |  | NA | NA | NA
28092 | 106 MARTHA'S RD | No | No | NA | UNK-NOLG | NO | #VALUE! | ALB | UNK-NOLG | #VALUE! | 1999 | NON-LEAD | FVAO | historical reports | SF | No | UNK | UNK | 1999 | A | 1 | NA | NA | NA
28093 | 108 MARTHA'S RD | No | No | NA | UNK-NOLG | NO | #VALUE! | PLB | UNK-NOLG | #VALUE! | 1984 | NON-LEAD | FVAO | historical reports | SF | No | UNK | UNK | 1984 | N/A |  | NA | NA | NA
28116 | 109 MARTHA'S RD | No | No | NA | UNK-NOLG | NO | #VALUE! | PLB | UNK-NOLG | #VALUE! | 1977 | NON-LEAD | FVAO | historical reports | SF | No | UNK | UNK | 1977 | N/A |  | NA | NA | NA
28094 | 110 MARTHA'S RD | No | No | NA | UNK-NOLG | NO | #VALUE! | PLB | UNK-NOLG | #VALUE! | 1975 | NON-LEAD | FVAO | historical reports | SF | No | UNK | UNK | 1975 | N/A |  | NA | NA | NA
28812 | 1A MARTHA'S RD | No | No | NA | UNK-NOLG | NO | #VALUE! | PLB | UNK-NOLG | #VALUE! | 1972 | NON-LEAD | FVAO | historical reports | SF | No | UNK | UNK | 1972 | N/A |  | NA | NA | NA
28565 | 48A MARTHA'S RD | No | No | NA | UNK-NOLG | NO | #VALUE! | PLB | UNK-NOLG | #VALUE! | 1966 | NON-LEAD | FVAO | historical reports | SF | No | UNK | UNK | 1966 | N/A |  | NA | NA | NA
28630 | 86A MARTHA'S RD | No | No | NA | UNK-NOLG | NO | #VALUE! | PLB | UNK-NOLG | #VALUE! | 1972 | NON-LEAD | FVAO | historical reports | SF | No | UNK | UNK | 1972 | N/A |  | NA | NA | NA
28584 | 88A MARTHA'S RD | No | No | NA | UNK-NOLG | NO | #VALUE! | ALB | UNK-NOLG | #VALUE! | 2017 | NON-LEAD | FVAO | historical reports | SF | No | UNK | UNK | 2017 | N/A |  | NA | NA | NA
28727 | 98A MARTHA'S RD | No | No | NA | UNK-NOLG | NO | #VALUE! | ALB | UNK-NOLG | #VALUE! | 2008 | NON-LEAD | FVAO | historical reports | SF | No | UNK | UNK | 2008 | N/A |  | NA | NA | NA
36681 | 1 MARTHA'S WAY | No | No | NA | UNK-NOLG | NO | #VALUE! | ALB | UNK-NOLG | #VALUE! | 2009 | NON-LEAD | FVAO | historical reports | SF | No | UNK | UNK | 2009 | N/A |  | NA | NA | NA
36371 | 3 MARTHA'S WAY | No | No | NA | UNK-NOLG | NO | #VALUE! | PLB | UNK-NOLG | #VALUE! | 1974 | NON-LEAD | FVAO | historical reports | SF | No | UNK | UNK | 1974 | N/A |  | NA | NA | NA
36099 | 4 MARTHA'S WAY | No | No | NA | UNK-NOLG | NO | #VALUE! | ALB | UNK-NOLG | #VALUE! | 2015 | NON-LEAD | FVAO | historical reports | SF | No | UNK | UNK | 2015 | N/A |  | NA | NA | NA
36369 | 7 MARTHA'S WAY | No | No | NA | UNK-NOLG | NO | #VALUE! | ALB | UNK-NOLG | #VALUE! | 2008 | NON-LEAD | FVAO | historical reports | SF | No | UNK | UNK | 2008 | N/A |  | NA | NA | NA
36510 | 8 MARTHA'S WAY | No | No | NA | UNK-NOLG | NO | #VALUE! | ALB | UNK-NOLG | #VALUE! | 2016 | NON-LEAD | FVAO | historical reports | SF | No | UNK | UNK | 2016 | N/A |  | NA | NA | NA
36366 | 9 MARTHA'S WAY | No | No | NA | UNK-NOLG | NO | #VALUE! | PLB | UNK-NOLG | #VALUE! | 1979 | NON-LEAD | FVAO | historical reports | SF | No | UNK | UNK | 1979 | N/A |  | NA | NA | NA
36688 | 12 MARTHA'S WAY | No | No | NA | UNK-NOLG | NO | #VALUE! | ALB | UNK-NOLG | #VALUE! | 2011 | NON-LEAD | FVAO | historical reports | SF | No | UNK | UNK | 2011 | N/A |  | NA | NA | NA
36690 | 14 MARTHA'S WAY | No | No | NA | UNK-NOLG | NO | #VALUE! | PLB | UNK-NOLG | #VALUE! | 1972 | NON-LEAD | FVAO | historical reports | SF | No | UNK | UNK | 1972 | N/A |  | NA | NA | NA
36368 | 15 MARTHA'S WAY | No | No | NA | UNK-NOLG | NO | #VALUE! | ALB | UNK-NOLG | #VALUE! | 2005 | NON-LEAD | FVAO | historical reports | SF | No | UNK | UNK | 2005 | N/A |  | NA | NA | NA
36514 | 16 MARTHA'S WAY | No | No | NA | UNK-NOLG | NO | #VALUE! | ALB | UNK-NOLG | #VALUE! | 1986 | NON-LEAD | FVAO | historical reports | SF | No | UNK | UNK | 1986 | N/A |  | NA | NA | NA
36532 | 16A MARTHA'S WAY | No | No | NA | UNK-NOLG | NO | #VALUE! | ALB | UNK-NOLG | #VALUE! | 1986 | NON-LEAD | FVAO | historical reports | SF | No | UNK | UNK | 1986 | N/A |  | NA | NA | NA
36547 | 4A MARTHA'S WAY | No | No | NA | UNK-NOLG | NO | #VALUE! | PLB | UNK-NOLG | #VALUE! | PLB | NON-LEAD | FVAO | historical reports | SF | No | UNK | UNK | #N/A | N/A |  | NA | NA | NA
36347 | 2 MASSASOIT RD | No | No | NA | UNK-NOLG | NO | #VALUE! | PLB | UNK-NOLG | #VALUE! | 1979 | NON-LEAD | FVAO | historical reports | SF | No | UNK | UNK | 1979 | N/A |  | NA | NA | NA
36349 | 4 MASSASOIT RD | No | No | NA | UNK-NOLG | NO | #VALUE! | PLB | UNK-NOLG | #VALUE! | 1974 | NON-LEAD | FVAO | historical reports | SF | No | UNK | UNK | 1974 | N/A |  | NA | NA | NA
36350 | 5 MASSASOIT RD | No | No | NA | UNK-NOLG | NO | #VALUE! | PLB | UNK-NOLG | #VALUE! | 1972 | NON-LEAD | FVAO | historical reports | SF | No | UNK | UNK | 1972 | N/A |  | NA | NA | NA
36518 | 7 MASSASOIT RD | No | No | NA | UNK-NOLG | NO | #VALUE! | PLB | UNK-NOLG | #VALUE! | 1983 | NON-LEAD | FVAO | historical reports | SF | No | UNK | UNK | 1983 | N/A |  | NA | NA | NA
36351 | 8 MASSASOIT RD | No | No | NA | UNK-NOLG | NO | #VALUE! | PLB | UNK-NOLG | #VALUE! | 1976 | NON-LEAD | FVAO | historical reports | SF | No | UNK | UNK | 1976 | N/A |  | NA | NA | NA
36354 | 9 MASSASOIT RD | No | No | NA | UNK-NOLG | NO | #VALUE! | ALB | UNK-NOLG | #VALUE! | 1989 | NON-LEAD | FVAO | historical reports | SF | No | UNK | UNK | 1989 | N/A |  | NA | NA | NA
36353 | 12 MASSASOIT RD | No | No | NA | UNK-NOLG | NO | #VALUE! | PLB | UNK-NOLG | #VALUE! | 1940 | NON-LEAD | FVAO | historical reports | SF | No | UNK | UNK | 1940 | N/A |  | NA | NA | NA
36356 | 13 MASSASOIT RD | No | No | NA | UNK-NOLG | NO | #VALUE! | ALB | UNK-NOLG | #VALUE! | 2016 | NON-LEAD | FVAO | historical reports | SF | No | UNK | UNK | 2016 | N/A |  | NA | NA | NA
36355 | 16 MASSASOIT RD | No | No | NA | UNK-NOLG | NO | #VALUE! | ALB | UNK-NOLG | #VALUE! | 1986 | NON-LEAD | FVAO | historical reports | SF | No | UNK | UNK | 1986 | N/A |  | NA | NA | NA
36358 | 17 MASSASOIT RD | No | No | NA | UNK-NOLG | NO | #VALUE! | PLB | UNK-NOLG | #VALUE! | 1973 | NON-LEAD | FVAO | historical reports | SF | No | UNK | UNK | 1973 | N/A |  | NA | NA | NA
36359 | 19 MASSASOIT RD | No | No | NA | UNK-NOLG | NO | #VALUE! | PLB | UNK-NOLG | #VALUE! | 1974 | NON-LEAD | FVAO | historical reports | SF | No | UNK | UNK | 1974 | N/A |  | NA | NA | NA
36519 | 20 MASSASOIT RD | No | No | NA | UNK-NOLG | NO | #VALUE! | PLB | UNK-NOLG | #VALUE! | 1985 | NON-LEAD | FVAO | historical reports | SF | No | UNK | UNK | 1985 | N/A |  | NA | NA | NA
36503 | 19A MASSASOIT RD | No | No | NA | UNK-NOLG | NO | #VALUE! | PLB | UNK-NOLG | #VALUE! | 1974 | NON-LEAD | FVAO | historical reports | SF | No | UNK | UNK | 1974 | N/A |  | NA | NA | NA
36502 | 5A MASSASOIT RD | No | No | NA | UNK-NOLG | NO | #VALUE! | PLB | UNK-NOLG | #VALUE! | 1972 | NON-LEAD | FVAO | historical reports | SF | No | UNK | UNK | 1972 | N/A |  | NA | NA | NA
51013 | 15 MATTAKESETT BAY RD | No | No | NA | UNK-NOLG | NO | #VALUE! | PLB | UNK-NOLG | #VALUE! | 1938 | NON-LEAD | FVAO | historical reports | SF | No | UNK | UNK | 1938 | N/A |  | NA | NA | NA
51019 | 19 MATTAKESETT BAY RD | No | No | NA | UNK-NOLG | NO | #VALUE! | PLB | UNK-NOLG | #VALUE! | 1953 | NON-LEAD | FVAO | historical reports | SF | No | UNK | UNK | 1953 | N/A |  | NA | NA | NA
51018 | 21 MATTAKESETT BAY RD | No | No | NA | UNK-NOLG | NO | #VALUE! | ALB | UNK-NOLG | #VALUE! | 2005 | NON-LEAD | FVAO | historical reports | SF | No | UNK | UNK | 2005 | N/A |  | NA | NA | NA
51015 | 23 MATTAKESETT BAY RD | No | No | NA | UNK-NOLG | NO | #VALUE! | PLB | UNK-NOLG | #VALUE! | 1975 | NON-LEAD | FVAO | historical reports | SF | No | UNK | UNK | 1975 | N/A |  | NA | NA | NA
50015 | 2 MATTAKESETT BAY RD #M1 | No | No | NA | UNK-NOLG | NO | #VALUE! | PLB | UNK-NOLG | #VALUE! | 1975 | NON-LEAD | FVAO | historical reports | SF | No | UNK | UNK | 1975 | N/A |  | NA | NA | NA
51509 | 16 MATTAKESETT BAY RD #M10 | No | No | NA | UNK-NOLG | NO | #VALUE! | PLB | UNK-NOLG | #VALUE! | PLB | NON-LEAD | FVAO | historical reports | SF | No | UNK | UNK | #N/A | N/A |  | NA | NA | NA
51008 | 18 MATTAKESETT BAY RD #M11 | No | No | NA | UNK-NOLG | NO | #VALUE! | ALB | UNK-NOLG | #VALUE! | 1998 | NON-LEAD | FVAO | historical reports | SF | No | UNK | UNK | 1998 | N/A |  | NA | NA | NA
51525 | 18 MATTAKESETT BAY RD #M12 | No | No | NA | UNK-NOLG | NO | #VALUE! | ALB | UNK-NOLG | #VALUE! | 1998 | NON-LEAD | FVAO | historical reports | SF | No | UNK | UNK | 1998 | N/A |  | NA | NA | NA
50515 | 2 MATTAKESETT BAY RD #M2 | No | No | NA | UNK-NOLG | NO | #VALUE! | PLB | UNK-NOLG | #VALUE! | 1975 | NON-LEAD | FVAO | historical reports | SF | No | UNK | UNK | 1975 | N/A |  | NA | NA | NA
50516 | 6 MATTAKESETT BAY RD #M4 | No | No | NA | UNK-NOLG | NO | #VALUE! | PLB | UNK-NOLG | #VALUE! | 1982 | NON-LEAD | FVAO | historical reports | SF | No | UNK | UNK | 1982 | N/A |  | NA | NA | NA
51010 | 12 MATTAKESETT BAY RD #M7 | No | No | NA | UNK-NOLG | NO | #VALUE! | ALB | UNK-NOLG | #VALUE! | 1993 | NON-LEAD | FVAO | historical reports | SF | No | UNK | UNK | 1993 | N/A |  | NA | NA | NA
51510 | 12 MATTAKESETT BAY RD #M8 | No | No | NA | UNK-NOLG | NO | #VALUE! | ALB | UNK-NOLG | #VALUE! | 1993 | NON-LEAD | FVAO | historical reports | SF | No | UNK | UNK | 1993 | N/A |  | NA | NA | NA
51009 | 16 MATTAKESETT BAY RD #M9 | No | No | NA | UNK-NOLG | NO | #VALUE! | ALB | UNK-NOLG | #VALUE! | 1996 | NON-LEAD | FVAO | historical reports | SF | No | UNK | UNK | 1996 | N/A |  | NA | NA | NA
45025 | 12 MATTAKESETT WAY | No | No | NA | UNK-NOLG | NO | #VALUE! | PLB | UNK-NOLG | #VALUE! | 1930 | NON-LEAD | FVAO | historical reports | NONRES | No | UNK | UNK | 1930 | N/A |  | NA | NA | NA
52016 | 94 MATTAKESETT WAY | No | No | NA | UNK-NOLG | NO | #VALUE! | PLB | UNK-NOLG | #VALUE! | 1982 | NON-LEAD | FVAO | historical reports | SF | No | UNK | UNK | 1982 | N/A |  | NA | NA | NA
52017 | 98 MATTAKESETT WAY | No | No | NA | UNK-NOLG | NO | #VALUE! | PLB | UNK-NOLG | #VALUE! | 1963 | NON-LEAD | FVAO | historical reports | SF | No | UNK | UNK | 1963 | N/A |  | NA | NA | NA
52007 | 100 MATTAKESETT WAY | No | No | NA | UNK-NOLG | NO | #VALUE! | ALB | UNK-NOLG | #VALUE! | 1987 | NON-LEAD | FVAO | historical reports | SF | No | UNK | UNK | 1987 | N/A |  | NA | NA | NA
52019 | 102 MATTAKESETT WAY | No | No | NA | UNK-NOLG | NO | #VALUE! | PLB | UNK-NOLG | #VALUE! | 1953 | NON-LEAD | FVAO | historical reports | SF | No | UNK | UNK | 1953 | N/A |  | NA | NA | NA
52020 | 106 MATTAKESETT WAY | No | No | NA | UNK-NOLG | NO | #VALUE! | PLB | UNK-NOLG | #VALUE! | 1940 | NON-LEAD | FVAO | historical reports | SF | No | UNK | UNK | 1940 | N/A |  | NA | NA | NA
45625 | 12A MATTAKESETT WAY | No | No | NA | UNK-NOLG | NO | #VALUE! | PLB | UNK-NOLG | #VALUE! | 1930 | NON-LEAD | FVAO | historical reports | NONRES | No | UNK | UNK | 1930 | N/A |  | NA | NA | NA
63587 | 10 MAYFIELD LN | No | No | NA | UNK-NOLG | NO | #VALUE! | ALB | UNK-NOLG | #VALUE! | 2005 | NON-LEAD | FVAO | historical reports | SF | No | UNK | UNK | 2005 | N/A |  | NA | NA | NA
66522 | 8 MAYHEW LN | No | No | NA | UNK-NOLG | NO | #VALUE! | PLB | UNK-NOLG | #VALUE! | 1985 | NON-LEAD | FVAO | historical reports | NONRES | No | UNK | UNK | 1985 | N/A |  | NA | NA | NA
36176 | 1 MEETINGHOUSE CIR | No | No | NA | UNK-NOLG | NO | #VALUE! | PLB | UNK-NOLG | #VALUE! | 1835 | NON-LEAD | FVAO | historical reports | SF | No | UNK | UNK | 1835 | N/A |  | NA | NA | NA
36173 | 3 MEETINGHOUSE CIR | No | No | NA | UNK-NOLG | NO | #VALUE! | PLB | UNK-NOLG | #VALUE! | 1900 | NON-LEAD | FVAO | historical reports | SF | No | UNK | UNK | 1900 | N/A |  | NA | NA | NA
36168 | 4 MEETINGHOUSE CIR | No | No | NA | UNK-NOLG | NO | #VALUE! | ALB | UNK-NOLG | #VALUE! | 2000 | NON-LEAD | FVAO | historical reports | SF | No | UNK | UNK | 2000 | N/A |  | NA | NA | NA
36169 | 6 MEETINGHOUSE CIR | No | No | NA | UNK-NOLG | NO | #VALUE! | PLB | UNK-NOLG | #VALUE! | 1973 | NON-LEAD | FVAO | historical reports | SF | No | UNK | UNK | 1973 | N/A |  | NA | NA | NA
36170 | 8 MEETINGHOUSE CIR | No | No | NA | UNK-NOLG | NO | #VALUE! | PLB | UNK-NOLG | #VALUE! | 1984 | NON-LEAD | FVAO | historical reports | SF | No | UNK | UNK | 1984 | N/A |  | NA | NA | NA
27307 | 5 MEETINGHOUSE HILL | No | No | NA | UNK-NOLG | NO | #VALUE! | PLB | UNK-NOLG | #VALUE! | 1979 | NON-LEAD | FVAO | historical reports | SF | No | UNK | UNK | 1979 | N/A |  | NA | NA | NA
27308 | 7 MEETINGHOUSE HILL | No | No | NA | UNK-NOLG | NO | #VALUE! | PLB | UNK-NOLG | #VALUE! | 1900 | NON-LEAD | FVAO | historical reports | SF | No | UNK | UNK | 1900 | N/A |  | NA | NA | NA
27309 | 9 MEETINGHOUSE HILL | No | No | NA | UNK-NOLG | NO | #VALUE! | PLB | UNK-NOLG | #VALUE! | 1978 | NON-LEAD | FVAO | historical reports | SF | No | UNK | UNK | 1978 | N/A |  | NA | NA | NA
27310 | 11 MEETINGHOUSE HILL | No | No | NA | UNK-NOLG | NO | #VALUE! | PLB | UNK-NOLG | #VALUE! | 1973 | NON-LEAD | FVAO | historical reports | SF | No | UNK | UNK | 1973 | N/A |  | NA | NA | NA
27311 | 13 MEETINGHOUSE HILL | No | No | NA | UNK-NOLG | NO | #VALUE! | PLB | UNK-NOLG | #VALUE! | 1970 | NON-LEAD | FVAO | historical reports | SF | No | UNK | UNK | 1970 | N/A |  | NA | NA | NA
27312 | 15 MEETINGHOUSE HILL | No | No | NA | UNK-NOLG | NO | #VALUE! | PLB | UNK-NOLG | #VALUE! | 1985 | NON-LEAD | FVAO | historical reports | SF | No | UNK | UNK | 1985 | N/A |  | NA | NA | NA
27313 | 17 MEETINGHOUSE HILL | No | No | NA | UNK-NOLG | NO | #VALUE! | PLB | UNK-NOLG | #VALUE! | 1973 | NON-LEAD | FVAO | historical reports | SF | No | UNK | UNK | 1973 | N/A |  | NA | NA | NA
27314 | 19 MEETINGHOUSE HILL | No | No | NA | UNK-NOLG | NO | #VALUE! | PLB | UNK-NOLG | #VALUE! | 1970 | NON-LEAD | FVAO | historical reports | SF | No | UNK | UNK | 1970 | N/A |  | NA | NA | NA
27315 | 21 MEETINGHOUSE HILL | No | No | NA | UNK-NOLG | NO | #VALUE! | PLB | UNK-NOLG | #VALUE! | 1973 | NON-LEAD | FVAO | historical reports | SF | No | UNK | UNK | 1973 | N/A |  | NA | NA | NA
27316 | 23 MEETINGHOUSE HILL | No | No | NA | UNK-NOLG | NO | #VALUE! | PLB | UNK-NOLG | #VALUE! | 1981 | NON-LEAD | FVAO | historical reports | SF | No | UNK | UNK | 1981 | N/A |  | NA | NA | NA
27317 | 25 MEETINGHOUSE HILL | No | No | NA | UNK-NOLG | NO | #VALUE! | PLB | UNK-NOLG | #VALUE! | 1974 | NON-LEAD | FVAO | historical reports | SF | No | UNK | UNK | 1974 | N/A |  | NA | NA | NA
27318 | 27 MEETINGHOUSE HILL | No | No | NA | UNK-NOLG | NO | #VALUE! | PLB | UNK-NOLG | #VALUE! | 1985 | NON-LEAD | FVAO | historical reports | SF | No | UNK | UNK | 1985 | N/A |  | NA | NA | NA
27319 | 29 MEETINGHOUSE HILL | No | No | NA | UNK-NOLG | NO | #VALUE! | ALB | UNK-NOLG | #VALUE! | 2017 | NON-LEAD | FVAO | historical reports | SF | No | UNK | UNK | 2017 | N/A |  | NA | NA | NA
27320 | 31 MEETINGHOUSE HILL | No | No | NA | UNK-NOLG | NO | #VALUE! | PLB | UNK-NOLG | #VALUE! | 1920 | NON-LEAD | FVAO | historical reports | SF | No | UNK | UNK | 1920 | N/A |  | NA | NA | NA
27321 | 33 MEETINGHOUSE HILL | No | No | NA | UNK-NOLG | NO | #VALUE! | ALB | UNK-NOLG | #VALUE! | 2010 | NON-LEAD | FVAO | historical reports | SF | No | UNK | UNK | 2010 | N/A |  | NA | NA | NA
27322 | 35 MEETINGHOUSE HILL | No | No | NA | UNK-NOLG | NO | #VALUE! | PLB | UNK-NOLG | #VALUE! | 1900 | NON-LEAD | FVAO | historical reports | SF | No | UNK | UNK | 1900 | N/A |  | NA | NA | NA
28701 | 1 MEETINGHOUSE VILLAGE | No | No | NA | UNK-NOLG | NO | #VALUE! | PLB | UNK-NOLG | #VALUE! | PLB | NON-LEAD | FVAO | historical reports | SF | No | UNK | UNK | #N/A | N/A |  | NA | NA | NA
28702 | 2 MEETINGHOUSE VILLAGE | No | No | NA | UNK-NOLG | NO | #VALUE! | PLB | UNK-NOLG | #VALUE! | PLB | NON-LEAD | FVAO | historical reports | SF | No | UNK | UNK | #N/A | N/A |  | NA | NA | NA
28703 | 3 MEETINGHOUSE VILLAGE | No | No | NA | UNK-NOLG | NO | #VALUE! | PLB | UNK-NOLG | #VALUE! | PLB | NON-LEAD | FVAO | historical reports | SF | No | UNK | UNK | #N/A | N/A |  | NA | NA | NA
28704 | 4 MEETINGHOUSE VILLAGE | No | No | NA | UNK-NOLG | NO | #VALUE! | PLB | UNK-NOLG | #VALUE! | PLB | NON-LEAD | FVAO | historical reports | SF | No | UNK | UNK | #N/A | N/A |  | NA | NA | NA
28705 | 5 MEETINGHOUSE VILLAGE | No | No | NA | UNK-NOLG | NO | #VALUE! | PLB | UNK-NOLG | #VALUE! | PLB | NON-LEAD | FVAO | historical reports | SF | No | UNK | UNK | #N/A | N/A |  | NA | NA | NA
28706 | 6 MEETINGHOUSE VILLAGE | No | No | NA | UNK-NOLG | NO | #VALUE! | PLB | UNK-NOLG | #VALUE! | PLB | NON-LEAD | FVAO | historical reports | SF | No | UNK | UNK | #N/A | N/A |  | NA | NA | NA
28707 | 7 MEETINGHOUSE VILLAGE | No | No | NA | UNK-NOLG | NO | #VALUE! | PLB | UNK-NOLG | #VALUE! | PLB | NON-LEAD | FVAO | historical reports | SF | No | UNK | UNK | #N/A | N/A |  | NA | NA | NA
28708 | 8 MEETINGHOUSE VILLAGE | No | No | NA | UNK-NOLG | NO | #VALUE! | PLB | UNK-NOLG | #VALUE! | PLB | NON-LEAD | FVAO | historical reports | SF | No | UNK | UNK | #N/A | N/A |  | NA | NA | NA
28709 | 9 MEETINGHOUSE VILLAGE | No | No | NA | UNK-NOLG | NO | #VALUE! | PLB | UNK-NOLG | #VALUE! | PLB | NON-LEAD | FVAO | historical reports | SF | No | UNK | UNK | #N/A | N/A |  | NA | NA | NA
28710 | 10 MEETINGHOUSE VILLAGE | No | No | NA | UNK-NOLG | NO | #VALUE! | PLB | UNK-NOLG | #VALUE! | PLB | NON-LEAD | FVAO | historical reports | SF | No | UNK | UNK | #N/A | N/A |  | NA | NA | NA
28711 | 11 MEETINGHOUSE VILLAGE | No | No | NA | UNK-NOLG | NO | #VALUE! | PLB | UNK-NOLG | #VALUE! | PLB | NON-LEAD | FVAO | historical reports | SF | No | UNK | UNK | #N/A | N/A |  | NA | NA | NA
28712 | 12 MEETINGHOUSE VILLAGE | No | No | NA | UNK-NOLG | NO | #VALUE! | PLB | UNK-NOLG | #VALUE! | PLB | NON-LEAD | FVAO | historical reports | SF | No | UNK | UNK | #N/A | N/A |  | NA | NA | NA
28713 | 13 MEETINGHOUSE VILLAGE | No | No | NA | UNK-NOLG | NO | #VALUE! | PLB | UNK-NOLG | #VALUE! | PLB | NON-LEAD | FVAO | historical reports | SF | No | UNK | UNK | #N/A | N/A |  | NA | NA | NA
28714 | 14 MEETINGHOUSE VILLAGE | No | No | NA | UNK-NOLG | NO | #VALUE! | PLB | UNK-NOLG | #VALUE! | PLB | NON-LEAD | FVAO | historical reports | SF | No | UNK | UNK | #N/A | N/A |  | NA | NA | NA
28715 | 15 MEETINGHOUSE VILLAGE | No | No | NA | UNK-NOLG | NO | #VALUE! | PLB | UNK-NOLG | #VALUE! | PLB | NON-LEAD | FVAO | historical reports | SF | No | UNK | UNK | #N/A | N/A |  | NA | NA | NA
28716 | 16 MEETINGHOUSE VILLAGE | No | No | NA | UNK-NOLG | NO | #VALUE! | PLB | UNK-NOLG | #VALUE! | PLB | NON-LEAD | FVAO | historical reports | SF | No | UNK | UNK | #N/A | N/A |  | NA | NA | NA
28717 | 17 MEETINGHOUSE VILLAGE | No | No | NA | UNK-NOLG | NO | #VALUE! | PLB | UNK-NOLG | #VALUE! | PLB | NON-LEAD | FVAO | historical reports | SF | No | UNK | UNK | #N/A | N/A |  | NA | NA | NA
28718 | 18 MEETINGHOUSE VILLAGE | No | No | NA | UNK-NOLG | NO | #VALUE! | PLB | UNK-NOLG | #VALUE! | PLB | NON-LEAD | FVAO | historical reports | SF | No | UNK | UNK | #N/A | N/A |  | NA | NA | NA
28719 | 19 MEETINGHOUSE VILLAGE | No | No | NA | UNK-NOLG | NO | #VALUE! | PLB | UNK-NOLG | #VALUE! | PLB | NON-LEAD | FVAO | historical reports | SF | No | UNK | UNK | #N/A | N/A |  | NA | NA | NA
28720 | 20 MEETINGHOUSE VILLAGE | No | No | NA | UNK-NOLG | NO | #VALUE! | PLB | UNK-NOLG | #VALUE! | PLB | NON-LEAD | FVAO | historical reports | SF | No | UNK | UNK | #N/A | N/A |  | NA | NA | NA
28721 | 21 MEETINGHOUSE VILLAGE | No | No | NA | UNK-NOLG | NO | #VALUE! | PLB | UNK-NOLG | #VALUE! | PLB | NON-LEAD | FVAO | historical reports | SF | No | UNK | UNK | #N/A | N/A |  | NA | NA | NA
28722 | 22 MEETINGHOUSE VILLAGE | No | No | NA | UNK-NOLG | NO | #VALUE! | PLB | UNK-NOLG | #VALUE! | PLB | NON-LEAD | FVAO | historical reports | SF | No | UNK | UNK | #N/A | N/A |  | NA | NA | NA
28723 | 23 MEETINGHOUSE VILLAGE | No | No | NA | UNK-NOLG | NO | #VALUE! | PLB | UNK-NOLG | #VALUE! | PLB | NON-LEAD | FVAO | historical reports | SF | No | UNK | UNK | #N/A | N/A |  | NA | NA | NA
28724 | 24 MEETINGHOUSE VILLAGE | No | No | NA | UNK-NOLG | NO | #VALUE! | PLB | UNK-NOLG | #VALUE! | PLB | NON-LEAD | FVAO | historical reports | SF | No | UNK | UNK | #N/A | N/A |  | NA | NA | NA
28725 | 0 MEETINGHOUSE WAY | No | No | NA | UNK-NOLG | NO | #VALUE! | PLB | UNK-NOLG | #VALUE! | PLB | NON-LEAD | FVAO | historical reports | SF | No | UNK | UNK | #N/A | N/A |  | NA | NA | NA
27325 | 32 MEETINGHOUSE WAY | No | No | NA | UNK-NOLG | NO | #VALUE! | PLB | UNK-NOLG | #VALUE! | 1969 | NON-LEAD | FVAO | historical reports | SF | No | UNK | UNK | 1969 | N/A |  | NA | NA | NA
27323 | 37 MEETINGHOUSE WAY | No | No | NA | UNK-NOLG | NO | #VALUE! | PLB | UNK-NOLG | #VALUE! | 1973 | NON-LEAD | FVAO | historical reports | SF | No | UNK | UNK | 1973 | N/A |  | NA | NA | NA
27324 | 39 MEETINGHOUSE WAY | No | No | NA | UNK-NOLG | NO | #VALUE! | ALB | UNK-NOLG | #VALUE! | 1999 | NON-LEAD | FVAO | historical reports | SF | No | UNK | UNK | 1999 | N/A |  | NA | NA | NA
27008 | 40 MEETINGHOUSE WAY | No | No | NA | UNK-NOLG | NO | #VALUE! | ALB | UNK-NOLG | #VALUE! | 1998 | NON-LEAD | FVAO | historical reports | SF | No | UNK | UNK | 1998 | N/A |  | NA | NA | NA
37046 | 119 MEETINGHOUSE WAY | No | No | NA | UNK-NOLG | NO | #VALUE! | PLB | UNK-NOLG | #VALUE! | 1978 | NON-LEAD | FVAO | historical reports | SF | No | UNK | UNK | 1978 | N/A |  | NA | NA | NA
36010 | 213 MEETINGHOUSE WAY | No | No | NA | UNK-NOLG | NO | #VALUE! | ALB | UNK-NOLG | #VALUE! | 1993 | NON-LEAD | FVAO | historical reports | SF | No | UNK | UNK | 1993 | N/A |  | NA | NA | NA
36546 | 230 MEETINGHOUSE WAY | No | No | NA | UNK-NOLG | NO | #VALUE! | ALB | UNK-NOLG | #VALUE! | 1997 | NON-LEAD | FVAO | historical reports | SF | No | UNK | UNK | 1997 | N/A |  | NA | NA | NA
36377 | 231 MEETINGHOUSE WAY | No | No | NA | UNK-NOLG | NO | #VALUE! | PLB | UNK-NOLG | #VALUE! | 1979 | NON-LEAD | FVAO | historical reports | SF | No | UNK | UNK | 1979 | N/A |  | NA | NA | NA
36551 | 232 MEETINGHOUSE WAY | No | No | NA | UNK-NOLG | NO | #VALUE! | ALB | UNK-NOLG | #VALUE! | 1999 | NON-LEAD | FVAO | historical reports | SF | No | UNK | UNK | 1999 | N/A |  | NA | NA | NA
36554 | 233 MEETINGHOUSE WAY | No | No | NA | UNK-NOLG | NO | #VALUE! | PLB | UNK-NOLG | #VALUE! | 1945 | NON-LEAD | FVAO | historical reports | SF | No | UNK | UNK | 1945 | N/A |  | NA | NA | NA
36643 | 234 MEETINGHOUSE WAY | No | No | NA | UNK-NOLG | NO | #VALUE! | ALB | UNK-NOLG | #VALUE! | 1992 | NON-LEAD | FVAO | historical reports | SF | No | UNK | UNK | 1992 | N/A |  | NA | NA | NA
36161 | 235 MEETINGHOUSE WAY | No | No | NA | UNK-NOLG | NO | #VALUE! | ALB | UNK-NOLG | #VALUE! | 1987 | NON-LEAD | FVAO | historical reports | SF | No | UNK | UNK | 1987 | N/A |  | NA | NA | NA
36155 | 244 MEETINGHOUSE WAY | No | No | NA | UNK-NOLG | NO | #VALUE! | PLB | UNK-NOLG | #VALUE! | PLB | NON-LEAD | FVAO | historical reports | SF | No | UNK | UNK | 0 | N/A |  | NA | NA | NA
36017 | 245 MEETINGHOUSE WAY | No | No | NA | UNK-NOLG | NO | #VALUE! | PLB | UNK-NOLG | #VALUE! | 1963 | NON-LEAD | FVAO | historical reports | SF | No | UNK | UNK | 1963 | N/A |  | NA | NA | NA
36550 | 248 MEETINGHOUSE WAY | No | No | NA | UNK-NOLG | NO | #VALUE! | PLB | UNK-NOLG | #VALUE! | PLB | NON-LEAD | FVAO | historical reports | SF | No | UNK | UNK | 0 | N/A |  | NA | NA | NA
29075 | 18 MENEMSHA AVE | No | No | NA | UNK-NOLG | NO | #VALUE! | PLB | UNK-NOLG | #VALUE! | 1964 | NON-LEAD | FVAO | historical reports | SF | No | UNK | UNK | 1964 | N/A |  | NA | NA | NA
36508 | 1 MERCIER LN | No | No | NA | UNK-NOLG | NO | #VALUE! | PLB | UNK-NOLG | #VALUE! | 1973 | NON-LEAD | FVAO | historical reports | SF | No | UNK | UNK | 1973 | N/A |  | NA | NA | NA
36084 | 1 MERCIER WAY | No | No | NA | UNK-NOLG | NO | #VALUE! | ALB | UNK-NOLG | #VALUE! | 2017 | NON-LEAD | FVAO | historical reports | SF | No | UNK | UNK | 2017 | N/A |  | NA | NA | NA
36088 | 4 MERCIER WAY | No | No | NA | UNK-NOLG | NO | #VALUE! | ALB | UNK-NOLG | #VALUE! | 2008 | NON-LEAD | FVAO | historical reports | SF | No | UNK | UNK | 2008 | N/A |  | NA | NA | NA
36082 | 5 MERCIER WAY | No | No | NA | UNK-NOLG | NO | #VALUE! | PLB | UNK-NOLG | #VALUE! | 1900 | NON-LEAD | FVAO | historical reports | SF | No | UNK | UNK | 1900 | N/A |  | NA | NA | NA
36089 | 8 MERCIER WAY | No | No | NA | UNK-NOLG | NO | #VALUE! | PLB | UNK-NOLG | #VALUE! | 1985 | NON-LEAD | FVAO | historical reports | SF | No | UNK | UNK | 1985 | N/A |  | NA | NA | NA
36087 | 9 MERCIER WAY | No | No | NA | UNK-NOLG | NO | #VALUE! | PLB | UNK-NOLG | #VALUE! | 1975 | NON-LEAD | FVAO | historical reports | SF | No | UNK | UNK | 1975 | N/A |  | NA | NA | NA
36090 | 12 MERCIER WAY | No | No | NA | UNK-NOLG | NO | #VALUE! | PLB | UNK-NOLG | #VALUE! | 1973 | NON-LEAD | FVAO | historical reports | SF | No | UNK | UNK | 1973 | N/A |  | NA | NA | NA
36092 | 18 MERCIER WAY | No | No | NA | UNK-NOLG | NO | #VALUE! | ALB | UNK-NOLG | #VALUE! | 1999 | NON-LEAD | FVAO | historical reports | SF | No | UNK | UNK | 1999 | N/A |  | NA | NA | NA
36093 | 20 MERCIER WAY | No | No | NA | UNK-NOLG | NO | #VALUE! | PLB | UNK-NOLG | #VALUE! | 1984 | NON-LEAD | FVAO | historical reports | SF | No | UNK | UNK | 1984 | N/A |  | NA | NA | NA
36068 | 21 MERCIER WAY | No | No | NA | UNK-NOLG | NO | #VALUE! | PLB | UNK-NOLG | #VALUE! | PLB | NON-LEAD | FVAO | historical reports | SF | No | UNK | UNK | 0 | N/A |  | NA | NA | NA
36512 | 22 MERCIER WAY | No | No | NA | UNK-NOLG | NO | #VALUE! | PLB | UNK-NOLG | #VALUE! | 1974 | NON-LEAD | FVAO | historical reports | SF | No | UNK | UNK | 1974 | N/A |  | NA | NA | NA
36066 | 25 MERCIER WAY | No | No | NA | UNK-NOLG | NO | #VALUE! | ALB | UNK-NOLG | #VALUE! | 2003 | NON-LEAD | FVAO | historical reports | SF | No | UNK | UNK | 2003 | N/A |  | NA | NA | NA
36063 | 29 MERCIER WAY | No | No | NA | UNK-NOLG | NO | #VALUE! | PLB | UNK-NOLG | #VALUE! | 1978 | NON-LEAD | FVAO | historical reports | SF | No | UNK | UNK | 1978 | N/A |  | NA | NA | NA
36952 | 30 MERCIER WAY | No | No | NA | UNK-NOLG | NO | #VALUE! | PLB | UNK-NOLG | #VALUE! | 1972 | NON-LEAD | FVAO | historical reports | SF | No | UNK | UNK | 1972 | N/A |  | NA | NA | NA
36061 | 31 MERCIER WAY | No | No | NA | UNK-NOLG | NO | #VALUE! | PLB | UNK-NOLG | #VALUE! | 1976 | NON-LEAD | FVAO | historical reports | SF | No | UNK | UNK | 1976 | N/A |  | NA | NA | NA
36059 | 35 MERCIER WAY | No | No | NA | UNK-NOLG | NO | #VALUE! | PLB | UNK-NOLG | #VALUE! | 1946 | NON-LEAD | FVAO | historical reports | SF | No | UNK | UNK | 1946 | N/A |  | NA | NA | NA
36095 | 36 MERCIER WAY | No | No | NA | UNK-NOLG | NO | #VALUE! | ALB | UNK-NOLG | #VALUE! | 2015 | NON-LEAD | FVAO | historical reports | SF | No | UNK | UNK | 2015 | N/A |  | NA | NA | NA
36055 | 41 MERCIER WAY | No | No | NA | UNK-NOLG | NO | #VALUE! | PLB | UNK-NOLG | #VALUE! | 1948 | NON-LEAD | FVAO | historical reports | SF | No | UNK | UNK | 1948 | N/A |  | NA | NA | NA
36096 | 44 MERCIER WAY | No | No | NA | UNK-NOLG | NO | #VALUE! | PLB | UNK-NOLG | #VALUE! | 1984 | NON-LEAD | FVAO | historical reports | SF | No | UNK | UNK | 1984 | N/A |  | NA | NA | NA
36719 | 12A MERCIER WAY | No | No | NA | UNK-NOLG | NO | #VALUE! | PLB | UNK-NOLG | #VALUE! | 1973 | NON-LEAD | FVAO | historical reports | SF | No | UNK | UNK | 1973 | N/A |  | NA | NA | NA
29119 | 8 MESHACKET RD | No | No | NA | UNK-NOLG | NO | #VALUE! | PLB | UNK-NOLG | #VALUE! | 1977 | NON-LEAD | FVAO | historical reports | SF | No | UNK | UNK | 1977 | N/A |  | NA | NA | NA
28024 | 10 MESHACKET RD | No | No | NA | UNK-NOLG | NO | #VALUE! | PLB | UNK-NOLG | #VALUE! | 1965 | NON-LEAD | FVAO | historical reports | SF | No | UNK | UNK | 1965 | N/A |  | NA | NA | NA
28023 | 15 MESHACKET RD | No | No | NA | UNK-NOLG | NO | #VALUE! | ALB | UNK-NOLG | #VALUE! | 2001 | NON-LEAD | FVAO | historical reports | SF | No | UNK | UNK | 2001 | N/A |  | NA | NA | NA
28026 | 16 MESHACKET RD | No | No | NA | UNK-NOLG | NO | #VALUE! | ALB | UNK-NOLG | #VALUE! | 1999 | NON-LEAD | FVAO | historical reports | SF | No | UNK | UNK | 1999 | N/A |  | NA | NA | NA
28022 | 17 MESHACKET RD | No | No | NA | UNK-NOLG | NO | #VALUE! | PLB | UNK-NOLG | #VALUE! | 1970 | NON-LEAD | FVAO | historical reports | SF | No | UNK | UNK | 1970 | N/A |  | NA | NA | NA
28732 | 18 MESHACKET RD | No | No | NA | UNK-NOLG | NO | #VALUE! | PLB | UNK-NOLG | #VALUE! | 1981 | NON-LEAD | FVAO | historical reports | SF | No | UNK | UNK | 1981 | N/A |  | NA | NA | NA
28735 | 19 MESHACKET RD | No | No | NA | UNK-NOLG | NO | #VALUE! | ALB | UNK-NOLG | #VALUE! | 2002 | NON-LEAD | FVAO | historical reports | SF | No | UNK | UNK | 2002 | N/A |  | NA | NA | NA
28731 | 20 MESHACKET RD | No | No | NA | UNK-NOLG | NO | #VALUE! | PLB | UNK-NOLG | #VALUE! | 1981 | NON-LEAD | FVAO | historical reports | SF | No | UNK | UNK | 1981 | N/A |  | NA | NA | NA
28550 | 21 MESHACKET RD | No | No | NA | UNK-NOLG | NO | #VALUE! | ALB | UNK-NOLG | #VALUE! | 2010 | NON-LEAD | FVAO | historical reports | SF | No | UNK | UNK | 2010 | N/A |  | NA | NA | NA
28730 | 22 MESHACKET RD | No | No | NA | UNK-NOLG | NO | #VALUE! | PLB | UNK-NOLG | #VALUE! | 1985 | NON-LEAD | FVAO | historical reports | SF | No | UNK | UNK | 1985 | N/A |  | NA | NA | NA
28021 | 23 MESHACKET RD | No | No | NA | UNK-NOLG | NO | #VALUE! | PLB | UNK-NOLG | #VALUE! | 1965 | NON-LEAD | FVAO | historical reports | SF | No | UNK | UNK | 1965 | N/A |  | NA | NA | NA
28030 | 24 MESHACKET RD | No | No | NA | UNK-NOLG | NO | #VALUE! | PLB | UNK-NOLG | #VALUE! | 1980 | NON-LEAD | FVAO | historical reports | SF | No | UNK | UNK | 1980 | N/A |  | NA | NA | NA
28020 | 25 MESHACKET RD | No | No | NA | UNK-NOLG | NO | #VALUE! | PLB | UNK-NOLG | #VALUE! | PLB | NON-LEAD | FVAO | historical reports | SF | No | UNK | UNK | #N/A | N/A |  | NA | NA | NA
28570 | 29 MESHACKET RD | No | No | NA | UNK-NOLG | NO | #VALUE! | PLB | UNK-NOLG | #VALUE! | 1970 | NON-LEAD | FVAO | historical reports | SF | No | UNK | UNK | 1970 | N/A |  | NA | NA | NA
28057 | 49 MESHACKET RD | No | No | NA | UNK-NOLG | NO | #VALUE! | PLB | UNK-NOLG | #VALUE! | 1966 | NON-LEAD | FVAO | historical reports | NONRES | No | UNK | UNK | 1966 | N/A |  | NA | NA | NA
28605 | 103 MESHACKET RD | No | No | NA | UNK-NOLG | NO | #VALUE! | ALB | UNK-NOLG | #VALUE! | 1997 | NON-LEAD | FVAO | historical reports | SF | No | UNK | UNK | 1997 | N/A |  | NA | NA | NA
28604 | 105 MESHACKET RD | No | No | NA | UNK-NOLG | NO | #VALUE! | PLB | UNK-NOLG | #VALUE! | 1985 | NON-LEAD | FVAO | historical reports | SF | No | UNK | UNK | 1985 | N/A |  | NA | NA | NA
28557 | 110 MESHACKET RD | No | No | NA | UNK-NOLG | NO | #VALUE! | ALB | UNK-NOLG | #VALUE! | 1988 | NON-LEAD | FVAO | historical reports | NONRES | No | UNK | UNK | 1988 | N/A |  | NA | NA | NA
28224 | 120 MESHACKET RD | No | No | NA | UNK-NOLG | NO | #VALUE! | ALB | UNK-NOLG | #VALUE! | 1988 | NON-LEAD | FVAO | historical reports | NONRES | No | UNK | UNK | 1988 | N/A |  | NA | NA | NA
28562 | 16A MESHACKET RD | No | No | NA | UNK-NOLG | NO | #VALUE! | ALB | UNK-NOLG | #VALUE! | 1999 | NON-LEAD | FVAO | historical reports | SF | No | UNK | UNK | 1999 | N/A |  | NA | NA | NA
28563 | 16B MESHACKET RD | No | No | NA | UNK-NOLG | NO | #VALUE! | ALB | UNK-NOLG | #VALUE! | 1999 | NON-LEAD | FVAO | historical reports | SF | No | UNK | UNK | 1999 | N/A |  | NA | NA | NA
28555 | 21A MESHACKET RD | No | No | NA | UNK-NOLG | NO | #VALUE! | ALB | UNK-NOLG | #VALUE! | 2010 | NON-LEAD | FVAO | historical reports | SF | No | UNK | UNK | 2010 | N/A |  | NA | NA | NA
29532 | 6 MESHACKET RD. | No | No | NA | UNK-NOLG | NO | #VALUE! | PLB | UNK-NOLG | #VALUE! | PLB | NON-LEAD | FVAO | historical reports | SF | No | UNK | UNK | #N/A | N/A |  | NA | NA | NA
28571 | 27 MESHACKET RD. | No | No | NA | UNK-NOLG | NO | #VALUE! | PLB | UNK-NOLG | #VALUE! | PLB | NON-LEAD | FVAO | historical reports | SF | No | UNK | UNK | #N/A | N/A |  | NA | NA | NA
28559 | 120A MESHACKET RD. | No | No | NA | UNK-NOLG | NO | #VALUE! | ALB | UNK-NOLG | #VALUE! | 1988 | NON-LEAD | FVAO | historical reports | NONRES | No | UNK | UNK | 1988 | N/A |  | NA | NA | NA
36511 | 4 METELLS WAY | No | No | NA | UNK-NOLG | NO | #VALUE! | ALB | UNK-NOLG | #VALUE! | 1995 | NON-LEAD | FVAO | historical reports | SF | No | UNK | UNK | 1995 | N/A |  | NA | NA | NA
36380 | 5 METELLS WAY | No | No | NA | UNK-NOLG | NO | #VALUE! | PLB | UNK-NOLG | #VALUE! | 1982 | NON-LEAD | FVAO | historical reports | SF | No | UNK | UNK | 1982 | N/A |  | NA | NA | NA
36051 | 8 METELLS WAY | No | No | NA | UNK-NOLG | NO | #VALUE! | PLB | UNK-NOLG | #VALUE! | 1943 | NON-LEAD | FVAO | historical reports | SF | No | UNK | UNK | 1943 | N/A |  | NA | NA | NA
36379 | 9 METELLS WAY | No | No | NA | UNK-NOLG | NO | #VALUE! | PLB | UNK-NOLG | #VALUE! | 1975 | NON-LEAD | FVAO | historical reports | SF | No | UNK | UNK | 1975 | N/A |  | NA | NA | NA
36049 | 10 METELLS WAY | No | No | NA | UNK-NOLG | NO | #VALUE! | PLB | UNK-NOLG | #VALUE! | 1948 | NON-LEAD | FVAO | historical reports | SF | No | UNK | UNK | 1948 | N/A |  | NA | NA | NA
36683 | 12 METELLS WAY | No | No | NA | UNK-NOLG | NO | #VALUE! | PLB | UNK-NOLG | #VALUE! | 1820 | NON-LEAD | FVAO | historical reports | SF | No | UNK | UNK | 1820 | N/A |  | NA | NA | NA
36378 | 13 METELLS WAY | No | No | NA | UNK-NOLG | NO | #VALUE! | ALB | UNK-NOLG | #VALUE! | 1988 | NON-LEAD | FVAO | historical reports | SF | No | UNK | UNK | 1988 | N/A |  | NA | NA | NA
36022 | 19 METELLS WAY | No | No | NA | UNK-NOLG | NO | #VALUE! | PLB | UNK-NOLG | #VALUE! | 1970 | NON-LEAD | FVAO | historical reports | SF | No | UNK | UNK | 1970 | N/A |  | NA | NA | NA
36042 | 20 METELLS WAY | No | No | NA | UNK-NOLG | NO | #VALUE! | PLB | UNK-NOLG | #VALUE! | 1950 | NON-LEAD | FVAO | historical reports | SF | No | UNK | UNK | 1950 | N/A |  | NA | NA | NA
36021 | 21 METELLS WAY | No | No | NA | UNK-NOLG | NO | #VALUE! | PLB | UNK-NOLG | #VALUE! | 1965 | NON-LEAD | FVAO | historical reports | SF | No | UNK | UNK | 1965 | N/A |  | NA | NA | NA
36030 | 30 METELLS WAY | No | No | NA | UNK-NOLG | NO | #VALUE! | PLB | UNK-NOLG | #VALUE! | 1980 | NON-LEAD | FVAO | historical reports | SF | No | UNK | UNK | 1980 | N/A |  | NA | NA | NA
36721 | 13A METELLS WAY | No | No | NA | UNK-NOLG | NO | #VALUE! | ALB | UNK-NOLG | #VALUE! | 1988 | NON-LEAD | FVAO | historical reports | SF | No | UNK | UNK | 1988 | N/A |  | NA | NA | NA
36716 | 20A METELLS WAY | No | No | NA | UNK-NOLG | NO | #VALUE! | PLB | UNK-NOLG | #VALUE! | 1950 | NON-LEAD | FVAO | historical reports | SF | No | UNK | UNK | 1950 | N/A |  | NA | NA | NA
36521 | 2A METELLS WAY | No | No | NA | UNK-NOLG | NO | #VALUE! | ALB | UNK-NOLG | #VALUE! | 1992 | NON-LEAD | FVAO | historical reports | SF | No | UNK | UNK | 1992 | N/A |  | NA | NA | NA
36526 | 2B METELLS WAY | No | No | NA | UNK-NOLG | NO | #VALUE! | ALB | UNK-NOLG | #VALUE! | 1992 | NON-LEAD | FVAO | historical reports | SF | No | UNK | UNK | 1992 | N/A |  | NA | NA | NA
36011 | 4A METELLS WAY | No | No | NA | UNK-NOLG | NO | #VALUE! | ALB | UNK-NOLG | #VALUE! | 1998 | NON-LEAD | FVAO | historical reports | SF | No | UNK | UNK | 1998 | N/A |  | NA | NA | NA
36751 | 8B METELLS WAY | No | No | NA | UNK-NOLG | NO | #VALUE! | PLB | UNK-NOLG | #VALUE! | 1943 | NON-LEAD | FVAO | historical reports | SF | No | UNK | UNK | 1943 | N/A |  | NA | NA | NA
67059 | 2 MIDDLE ST | No | No | NA | UNK-NOLG | NO | #VALUE! | PLB | UNK-NOLG | #VALUE! | 1946 | NON-LEAD | FVAO | historical reports | SF | No | UNK | UNK | 1946 | N/A |  | NA | NA | NA
36341 | 6 MILIKIN WAY | No | No | NA | UNK-NOLG | NO | #VALUE! | ALB | UNK-NOLG | #VALUE! | 2020 | NON-LEAD | FVAO | historical reports | SF | No | UNK | UNK | 2020 | N/A |  | NA | NA | NA
36200 | 1 MILL HILL FARMS RD | No | No | NA | UNK-NOLG | NO | #VALUE! | PLB | UNK-NOLG | #VALUE! | 1977 | NON-LEAD | FVAO | historical reports | SF | No | UNK | UNK | 1977 | N/A |  | NA | NA | NA
36199 | 3 MILL HILL FARMS RD | No | No | NA | UNK-NOLG | NO | #VALUE! | ALB | UNK-NOLG | #VALUE! | 2016 | NON-LEAD | FVAO | historical reports | SF | No | UNK | UNK | 2016 | N/A |  | NA | NA | NA
29559 | 5 MILL HILL FARMS RD | No | No | NA | UNK-NOLG | NO | #VALUE! | ALB | UNK-NOLG | #VALUE! | 2015 | NON-LEAD | FVAO | historical reports | SF | No | UNK | UNK | 2015 | N/A |  | NA | NA | NA
29558 | 7 MILL HILL FARMS RD | No | No | NA | UNK-NOLG | NO | #VALUE! | ALB | UNK-NOLG | #VALUE! | 2015 | NON-LEAD | FVAO | historical reports | SF | No | UNK | UNK | 2015 | N/A |  | NA | NA | NA
29556 | 9 MILL HILL FARMS RD | No | No | NA | UNK-NOLG | NO | #VALUE! | ALB | UNK-NOLG | #VALUE! | 2010 | NON-LEAD | FVAO | historical reports | SF | No | UNK | UNK | 2010 | N/A |  | NA | NA | NA
29561 | 11 MILL HILL FARMS RD | No | No | NA | UNK-NOLG | NO | #VALUE! | ALB | UNK-NOLG | #VALUE! | 2016 | NON-LEAD | FVAO | historical reports | SF | No | UNK | UNK | 2016 | N/A |  | NA | NA | NA
29050 | MILL HILL FARMS RD | No | No | NA | UNK-NOLG | NO | #VALUE! | ALB | UNK-NOLG | #VALUE! | 1987 | NON-LEAD | FVAO | historical reports | SF | No | UNK | UNK | 1987 | N/A |  | NA | NA | NA
29550 | MILL HILL FARMS RD | No | No | NA | UNK-NOLG | NO | #VALUE! | ALB | UNK-NOLG | #VALUE! | 1987 | NON-LEAD | FVAO | historical reports | SF | No | UNK | UNK | 1987 | N/A |  | NA | NA | NA
67080 | 11 MILL HILL RD | No | No | NA | UNK-NOLG | NO | #VALUE! | PLB | UNK-NOLG | #VALUE! | 1930 | NON-LEAD | FVAO | historical reports | SF | No | UNK | UNK | 1930 | N/A |  | NA | NA | NA
29068 | 16 MILL HILL RD | No | No | NA | UNK-NOLG | NO | #VALUE! | PLB | UNK-NOLG | #VALUE! | PLB | NON-LEAD | FVAO | historical reports | SF | No | UNK | UNK | 0 | N/A |  | NA | NA | NA
29074 | 17 MILL HILL RD | No | No | NA | UNK-NOLG | NO | #VALUE! | PLB | UNK-NOLG | #VALUE! | 1920 | NON-LEAD | FVAO | historical reports | SF | No | UNK | UNK | 1920 | N/A |  | NA | NA | NA
29067 | 18 MILL HILL RD | No | No | NA | UNK-NOLG | NO | #VALUE! | PLB | UNK-NOLG | #VALUE! | 1935 | NON-LEAD | FVAO | historical reports | SF | No | UNK | UNK | 1935 | N/A |  | NA | NA | NA
29065 | 22 MILL HILL RD | No | No | NA | UNK-NOLG | NO | #VALUE! | PLB | UNK-NOLG | #VALUE! | 1966 | NON-LEAD | FVAO | historical reports | SF | No | UNK | UNK | 1966 | N/A |  | NA | NA | NA
29504 | 24 MILL HILL RD | No | No | NA | UNK-NOLG | NO | #VALUE! | PLB | UNK-NOLG | #VALUE! | 1972 | NON-LEAD | FVAO | historical reports | SF | No | UNK | UNK | 1972 | N/A |  | NA | NA | NA
29508 | 25 MILL HILL RD | No | No | NA | UNK-NOLG | NO | #VALUE! | PLB | UNK-NOLG | #VALUE! | 1985 | NON-LEAD | FVAO | historical reports | SF | No | UNK | UNK | 1985 | N/A |  | NA | NA | NA
29536 | 27 MILL HILL RD | No | No | NA | UNK-NOLG | NO | #VALUE! | ALB | UNK-NOLG | #VALUE! | 2018 | NON-LEAD | FVAO | historical reports | SF | No | UNK | UNK | 2018 | N/A |  | NA | NA | NA
29512 | 29 MILL HILL RD | No | No | NA | UNK-NOLG | NO | #VALUE! | ALB | UNK-NOLG | #VALUE! | 1986 | NON-LEAD | FVAO | historical reports | SF | No | UNK | UNK | 1986 | N/A |  | NA | NA | NA
29503 | 30 MILL HILL RD | No | No | NA | UNK-NOLG | NO | #VALUE! | PLB | UNK-NOLG | #VALUE! | 1950 | NON-LEAD | FVAO | historical reports | SF | No | UNK | UNK | 1950 | N/A |  | NA | NA | NA
29555 | 35 MILL HILL RD | No | No | NA | UNK-NOLG | NO | #VALUE! | ALB | UNK-NOLG | #VALUE! | 2011 | NON-LEAD | FVAO | historical reports | SF | No | UNK | UNK | 2011 | N/A |  | NA | NA | NA
29530 | 37 MILL HILL RD | No | No | NA | UNK-NOLG | NO | #VALUE! | ALB | UNK-NOLG | #VALUE! | 1998 | NON-LEAD | FVAO | historical reports | SF | No | UNK | UNK | 1998 | N/A |  | NA | NA | NA
29059 | 38 MILL HILL RD | No | No | NA | UNK-NOLG | NO | #VALUE! | PLB | UNK-NOLG | #VALUE! | 1946 | NON-LEAD | FVAO | historical reports | SF | No | UNK | UNK | 1946 | N/A |  | NA | NA | NA
29515 | 40 MILL HILL RD | No | No | NA | UNK-NOLG | NO | #VALUE! | ALB | UNK-NOLG | #VALUE! | 1987 | NON-LEAD | FVAO | historical reports | SF | No | UNK | UNK | 1987 | N/A |  | NA | NA | NA
29528 | 42 MILL HILL RD | No | No | NA | UNK-NOLG | NO | #VALUE! | ALB | UNK-NOLG | #VALUE! | 2015 | NON-LEAD | FVAO | historical reports | SF | No | UNK | UNK | 2015 | N/A |  | NA | NA | NA
29507 | 44 MILL HILL RD | No | No | NA | UNK-NOLG | NO | #VALUE! | PLB | UNK-NOLG | #VALUE! | 1965 | NON-LEAD | FVAO | historical reports | SF | No | UNK | UNK | 1965 | N/A |  | NA | NA | NA
29510 | 46 MILL HILL RD | No | No | NA | UNK-NOLG | NO | #VALUE! | ALB | UNK-NOLG | #VALUE! | 2019 | NON-LEAD | FVAO | historical reports | SF | No | UNK | UNK | 2019 | N/A |  | NA | NA | NA
29574 | 17A MILL HILL RD | No | No | NA | UNK-NOLG | NO | #VALUE! | PLB | UNK-NOLG | #VALUE! | 1920 | NON-LEAD | FVAO | historical reports | SF | No | UNK | UNK | 1920 | N/A |  | NA | NA | NA
29565 | 22A MILL HILL RD | No | No | NA | UNK-NOLG | NO | #VALUE! | PLB | UNK-NOLG | #VALUE! | 1966 | NON-LEAD | FVAO | historical reports | SF | No | UNK | UNK | 1966 | N/A |  | NA | NA | NA
29553 | 37A MILL HILL RD | No | No | NA | UNK-NOLG | NO | #VALUE! | ALB | UNK-NOLG | #VALUE! | 1998 | NON-LEAD | FVAO | historical reports | SF | No | UNK | UNK | 1998 | N/A |  | NA | NA | NA
29506 | 14 MILL HILL RD EXT | No | No | NA | UNK-NOLG | NO | #VALUE! | ALB | UNK-NOLG | #VALUE! | 2015 | NON-LEAD | FVAO | historical reports | SF | No | UNK | UNK | 2015 | N/A |  | NA | NA | NA
29534 | 8 MILL HILL RD EXT. | No | No | NA | UNK-NOLG | NO | #VALUE! | ALB | UNK-NOLG | #VALUE! | 2003 | NON-LEAD | FVAO | historical reports | SF | No | UNK | UNK | 2003 | N/A |  | NA | NA | NA
29567 | 16A MILL HILL RD. | No | No | NA | UNK-NOLG | NO | #VALUE! | PLB | UNK-NOLG | #VALUE! | PLB | NON-LEAD | FVAO | historical reports | SF | No | UNK | UNK | 0 | N/A |  | NA | NA | NA
66071 | 3 MILL ST | No | No | NA | UNK-NOLG | NO | #VALUE! | PLB | UNK-NOLG | #VALUE! | 1981 | NON-LEAD | FVAO | historical reports | SF | No | UNK | UNK | 1981 | N/A |  | NA | NA | NA
66709 | 3 MILL ST | No | No | NA | UNK-NOLG | NO | #VALUE! | ALB | UNK-NOLG | #VALUE! | 1992 | NON-LEAD | FVAO | historical reports | SF | No | UNK | UNK | 1992 | N/A |  | NA | NA | NA
66067 | 16 MILL ST | No | No | NA | UNK-NOLG | NO | #VALUE! | PLB | UNK-NOLG | #VALUE! | 1935 | NON-LEAD | FVAO | historical reports | SF | No | UNK | UNK | 1935 | N/A |  | NA | NA | NA
66002 | 21 MILL ST | No | No | NA | UNK-NOLG | NO | #VALUE! | ALB | UNK-NOLG | #VALUE! | 2019 | NON-LEAD | FVAO | historical reports | SF | No | UNK | UNK | 2019 | N/A |  | NA | NA | NA
66724 | 25 MILL ST | No | No | NA | UNK-NOLG | NO | #VALUE! | ALB | UNK-NOLG | #VALUE! | 1998 | NON-LEAD | FVAO | historical reports | SF | No | UNK | UNK | 1998 | N/A |  | NA | NA | NA
66001 | 27 MILL ST | No | No | NA | UNK-NOLG | NO | #VALUE! | ALB | UNK-NOLG | #VALUE! | 1996 | NON-LEAD | FVAO | historical reports | SF | No | UNK | UNK | 1996 | N/A |  | NA | NA | NA
66003 | 30 MILL ST | No | No | NA | UNK-NOLG | NO | #VALUE! | PLB | UNK-NOLG | #VALUE! | 1920 | NON-LEAD | FVAO | historical reports | SF | No | UNK | UNK | 1920 | N/A |  | NA | NA | NA
66611 | 32 MILL ST | No | No | NA | UNK-NOLG | NO | #VALUE! | PLB | UNK-NOLG | #VALUE! | 1983 | NON-LEAD | FVAO | historical reports | SF | No | UNK | UNK | 1983 | N/A |  | NA | NA | NA
66587 | 36 MILL ST | No | No | NA | UNK-NOLG | NO | #VALUE! | ALB | UNK-NOLG | #VALUE! | 1986 | NON-LEAD | FVAO | historical reports | SF | No | UNK | UNK | 1986 | N/A |  | NA | NA | NA
65001 | 45 MILL ST | No | No | NA | UNK-NOLG | NO | #VALUE! | PLB | UNK-NOLG | #VALUE! | 1973 | NON-LEAD | FVAO | historical reports | SF | No | UNK | UNK | 1973 | N/A |  | NA | NA | NA
65574 | 46 MILL ST | No | No | NA | UNK-NOLG | NO | #VALUE! | ALB | UNK-NOLG | #VALUE! | 2019 | NON-LEAD | FVAO | historical reports | SF | No | UNK | UNK | 2019 | N/A |  | NA | NA | NA
65560 | 47 MILL ST | No | No | NA | UNK-NOLG | NO | #VALUE! | ALB | UNK-NOLG | #VALUE! | 1996 | NON-LEAD | FVAO | historical reports | SF | No | UNK | UNK | 1996 | A | 1 | NA | NA | NA
65573 | 48 MILL ST | No | No | NA | UNK-NOLG | NO | #VALUE! | PLB | UNK-NOLG | #VALUE! | 1985 | NON-LEAD | FVAO | historical reports | SF | No | UNK | UNK | 1985 | N/A |  | NA | NA | NA
63138 | 49 MILL ST | No | No | NA | UNK-NOLG | NO | #VALUE! | PLB | UNK-NOLG | #VALUE! | 1938 | NON-LEAD | FVAO | historical reports | SF | No | UNK | UNK | 1938 | N/A |  | NA | NA | NA
65575 | 46A MILL ST | No | No | NA | UNK-NOLG | NO | #VALUE! | ALB | UNK-NOLG | #VALUE! | 2019 | NON-LEAD | FVAO | historical reports | SF | No | UNK | UNK | 2019 | N/A |  | NA | NA | NA
7015 | 3 MOCKINGBIRD DR | No | No | NA | UNK-NOLG | NO | #VALUE! | PLB | UNK-NOLG | #VALUE! | 1975 | NON-LEAD | FVAO | historical reports | SF | No | UNK | UNK | 1975 | N/A |  | NA | NA | NA
7043 | 4 MOCKINGBIRD DR | No | No | NA | UNK-NOLG | NO | #VALUE! | ALB | UNK-NOLG | #VALUE! | 2015 | NON-LEAD | FVAO | historical reports | SF | No | UNK | UNK | 2015 | N/A |  | NA | NA | NA
7016 | 5 MOCKINGBIRD DR | No | No | NA | UNK-NOLG | NO | #VALUE! | PLB | UNK-NOLG | #VALUE! | 1982 | NON-LEAD | FVAO | historical reports | SF | No | UNK | UNK | 1982 | N/A |  | NA | NA | NA
7042 | 6 MOCKINGBIRD DR | No | No | NA | UNK-NOLG | NO | #VALUE! | PLB | UNK-NOLG | #VALUE! | 1950 | NON-LEAD | FVAO | historical reports | SF | No | UNK | UNK | 1950 | N/A |  | NA | NA | NA
7017 | 7 MOCKINGBIRD DR | No | No | NA | UNK-NOLG | NO | #VALUE! | PLB | UNK-NOLG | #VALUE! | 1963 | NON-LEAD | FVAO | historical reports | SF | No | UNK | UNK | 1963 | N/A |  | NA | NA | NA
7041 | 8 MOCKINGBIRD DR | No | No | NA | UNK-NOLG | NO | #VALUE! | PLB | UNK-NOLG | #VALUE! | 1930 | NON-LEAD | FVAO | historical reports | SF | No | UNK | UNK | 1930 | A | 1 | NA | NA | NA
7018 | 9 MOCKINGBIRD DR | No | No | NA | UNK-NOLG | NO | #VALUE! | ALB | UNK-NOLG | #VALUE! | 2005 | NON-LEAD | FVAO | historical reports | SF | No | UNK | UNK | 2005 | N/A |  | NA | NA | NA
7040 | 10 MOCKINGBIRD DR | No | No | NA | UNK-NOLG | NO | #VALUE! | PLB | UNK-NOLG | #VALUE! | 1935 | NON-LEAD | FVAO | historical reports | SF | No | UNK | UNK | 1935 | A | 1 | NA | NA | NA
7019 | 11 MOCKINGBIRD DR | No | No | NA | UNK-NOLG | NO | #VALUE! | PLB | UNK-NOLG | #VALUE! | 1953 | NON-LEAD | FVAO | historical reports | SF | No | UNK | UNK | 1953 | N/A |  | NA | NA | NA
7020 | 13 MOCKINGBIRD DR | No | No | NA | UNK-NOLG | NO | #VALUE! | PLB | UNK-NOLG | #VALUE! | 1940 | NON-LEAD | FVAO | historical reports | SF | No | UNK | UNK | 1940 | N/A |  | NA | NA | NA
7039 | 14 MOCKINGBIRD DR | No | No | NA | UNK-NOLG | NO | #VALUE! | PLB | UNK-NOLG | #VALUE! | 1985 | NON-LEAD | FVAO | historical reports | SF | No | UNK | UNK | 1985 | A | 1 | NA | NA | NA
7021 | 15 MOCKINGBIRD DR | No | No | NA | UNK-NOLG | NO | #VALUE! | PLB | UNK-NOLG | #VALUE! | 1965 | NON-LEAD | FVAO | historical reports | SF | No | UNK | UNK | 1965 | N/A |  | NA | NA | NA
7905 | 16 MOCKINGBIRD DR | No | No | NA | UNK-NOLG | NO | #VALUE! | PLB | UNK-NOLG | #VALUE! | 1974 | NON-LEAD | FVAO | historical reports | SF | No | UNK | UNK | 1974 | N/A |  | NA | NA | NA
7037 | 18 MOCKINGBIRD DR | No | No | NA | UNK-NOLG | NO | #VALUE! | PLB | UNK-NOLG | #VALUE! | 1985 | NON-LEAD | FVAO | historical reports | SF | No | UNK | UNK | 1985 | N/A |  | NA | NA | NA
7036 | 20 MOCKINGBIRD DR | No | No | NA | UNK-NOLG | NO | #VALUE! | PLB | UNK-NOLG | #VALUE! | 1973 | NON-LEAD | FVAO | historical reports | SF | No | UNK | UNK | 1973 | N/A |  | NA | NA | NA
7035 | 22 MOCKINGBIRD DR | No | No | NA | UNK-NOLG | NO | #VALUE! | ALB | UNK-NOLG | #VALUE! | 1997 | NON-LEAD | FVAO | historical reports | SF | No | UNK | UNK | 1997 | N/A |  | NA | NA | NA
7034 | 24 MOCKINGBIRD DR | No | No | NA | UNK-NOLG | NO | #VALUE! | PLB | UNK-NOLG | #VALUE! | 1972 | NON-LEAD | FVAO | historical reports | SF | No | UNK | UNK | 1972 | N/A |  | NA | NA | NA
7024 | 25 MOCKINGBIRD DR | No | No | NA | UNK-NOLG | NO | #VALUE! | PLB | UNK-NOLG | #VALUE! | 1965 | NON-LEAD | FVAO | historical reports | SF | No | UNK | UNK | 1965 | N/A |  | NA | NA | NA
7033 | 26 MOCKINGBIRD DR | No | No | NA | UNK-NOLG | NO | #VALUE! | PLB | UNK-NOLG | #VALUE! | 1960 | NON-LEAD | FVAO | historical reports | SF | No | UNK | UNK | 1960 | N/A |  | NA | NA | NA
7032 | 30 MOCKINGBIRD DR | Yes | No | NA | UNK-NOLG | NO | #VALUE! | PLB | UNK-NOLG | #VALUE! | 1972 | NON-LEAD | FVAO | historical reports | SF | No | UNK | UNK | 1972 | R | 1 | NA | NA | NA
7031 | 34 MOCKINGBIRD DR | No | No | NA | UNK-NOLG | NO | #VALUE! | PLB | UNK-NOLG | #VALUE! | 1973 | NON-LEAD | FVAO | historical reports | SF | No | UNK | UNK | 1973 | N/A |  | NA | NA | NA
56501 | 41 MOCKINGBIRD DR | No | No | NA | UNK-NOLG | NO | #VALUE! | PLB | UNK-NOLG | #VALUE! | PLB | NON-LEAD | FVAO | historical reports | SF | No | UNK | UNK | #N/A | N/A |  | NA | NA | NA
7038 | 16A MOCKINGBIRD DR | No | No | NA | UNK-NOLG | NO | #VALUE! | PLB | UNK-NOLG | #VALUE! | 1974 | NON-LEAD | FVAO | historical reports | SF | No | UNK | UNK | 1974 | N/A |  | NA | NA | NA
58606 | 7 MORGAN WAY | No | No | NA | UNK-NOLG | NO | #VALUE! | PLB | UNK-NOLG | #VALUE! | 1950 | NON-LEAD | FVAO | historical reports | SF | No | UNK | UNK | 1950 | N/A |  | NA | NA | NA
58706 | 7 MORGAN WAY | No | No | NA | UNK-NOLG | NO | #VALUE! | PLB | UNK-NOLG | #VALUE! | 1950 | NON-LEAD | FVAO | historical reports | SF | No | UNK | UNK | 1950 | N/A |  | NA | NA | NA
58646 | 12A MORGAN WAY | No | No | NA | UNK-NOLG | NO | #VALUE! | PLB | UNK-NOLG | #VALUE! | 1950 | NON-LEAD | FVAO | historical reports | SF | No | UNK | UNK | 1950 | N/A |  | NA | NA | NA
58645 | 12B MORGAN WAY | No | No | NA | UNK-NOLG | NO | #VALUE! | PLB | UNK-NOLG | #VALUE! | 1950 | NON-LEAD | FVAO | historical reports | SF | No | UNK | UNK | 1950 | N/A |  | NA | NA | NA
58644 | 12C MORGAN WAY | No | No | NA | UNK-NOLG | NO | #VALUE! | PLB | UNK-NOLG | #VALUE! | 1950 | NON-LEAD | FVAO | historical reports | SF | No | UNK | UNK | 1950 | N/A |  | NA | NA | NA
58621 | 21A MORGAN WAY | No | No | NA | UNK-NOLG | NO | #VALUE! | PLB | UNK-NOLG | #VALUE! | 1950 | NON-LEAD | FVAO | historical reports | SF | No | UNK | UNK | 1950 | N/A |  | NA | NA | NA
58622 | 21B MORGAN WAY | No | No | NA | UNK-NOLG | NO | #VALUE! | PLB | UNK-NOLG | #VALUE! | 1950 | NON-LEAD | FVAO | historical reports | SF | No | UNK | UNK | 1950 | N/A |  | NA | NA | NA
58623 | 21C MORGAN WAY | No | No | NA | UNK-NOLG | NO | #VALUE! | PLB | UNK-NOLG | #VALUE! | 1950 | NON-LEAD | FVAO | historical reports | SF | No | UNK | UNK | 1950 | N/A |  | NA | NA | NA
58624 | 23A MORGAN WAY | No | No | NA | UNK-NOLG | NO | #VALUE! | PLB | UNK-NOLG | #VALUE! | 1950 | NON-LEAD | FVAO | historical reports | SF | No | UNK | UNK | 1950 | N/A |  | NA | NA | NA
58625 | 23B MORGAN WAY | No | No | NA | UNK-NOLG | NO | #VALUE! | PLB | UNK-NOLG | #VALUE! | 1950 | NON-LEAD | FVAO | historical reports | SF | No | UNK | UNK | 1950 | N/A |  | NA | NA | NA
58626 | 23C MORGAN WAY | No | No | NA | UNK-NOLG | NO | #VALUE! | PLB | UNK-NOLG | #VALUE! | 1950 | NON-LEAD | FVAO | historical reports | SF | No | UNK | UNK | 1950 | N/A |  | NA | NA | NA
58627 | 25A MORGAN WAY | No | No | NA | UNK-NOLG | NO | #VALUE! | PLB | UNK-NOLG | #VALUE! | 1950 | NON-LEAD | FVAO | historical reports | SF | No | UNK | UNK | 1950 | N/A |  | NA | NA | NA
58628 | 25B MORGAN WAY | No | No | NA | UNK-NOLG | NO | #VALUE! | PLB | UNK-NOLG | #VALUE! | 1950 | NON-LEAD | FVAO | historical reports | SF | No | UNK | UNK | 1950 | N/A |  | NA | NA | NA
58629 | 25C MORGAN WAY | No | No | NA | UNK-NOLG | NO | #VALUE! | PLB | UNK-NOLG | #VALUE! | 1950 | NON-LEAD | FVAO | historical reports | SF | No | UNK | UNK | 1950 | N/A |  | NA | NA | NA
58600 | 3A MORGAN WAY | No | No | NA | UNK-NOLG | NO | #VALUE! | PLB | UNK-NOLG | #VALUE! | 1950 | NON-LEAD | FVAO | historical reports | SF | No | UNK | UNK | 1950 | N/A |  | NA | NA | NA
58601 | 3B MORGAN WAY | No | No | NA | UNK-NOLG | NO | #VALUE! | PLB | UNK-NOLG | #VALUE! | 1950 | NON-LEAD | FVAO | historical reports | SF | No | UNK | UNK | 1950 | N/A |  | NA | NA | NA
58602 | 3C MORGAN WAY | No | No | NA | UNK-NOLG | NO | #VALUE! | PLB | UNK-NOLG | #VALUE! | 1950 | NON-LEAD | FVAO | historical reports | SF | No | UNK | UNK | 1950 | N/A |  | NA | NA | NA
58603 | 5A MORGAN WAY | No | No | NA | UNK-NOLG | NO | #VALUE! | PLB | UNK-NOLG | #VALUE! | 1950 | NON-LEAD | FVAO | historical reports | SF | No | UNK | UNK | 1950 | N/A |  | NA | NA | NA
58604 | 5B MORGAN WAY | No | No | NA | UNK-NOLG | NO | #VALUE! | PLB | UNK-NOLG | #VALUE! | 1950 | NON-LEAD | FVAO | historical reports | SF | No | UNK | UNK | 1950 | N/A |  | NA | NA | NA
58605 | 5C MORGAN WAY | No | No | NA | UNK-NOLG | NO | #VALUE! | PLB | UNK-NOLG | #VALUE! | 1950 | NON-LEAD | FVAO | historical reports | SF | No | UNK | UNK | 1950 | N/A |  | NA | NA | NA
66286 | 1 MORSE ST | No | No | NA | UNK-NOLG | NO | #VALUE! | ALB | UNK-NOLG | #VALUE! | 1990 | NON-LEAD | FVAO | historical reports | NONRES | No | UNK | UNK | 1990 | N/A |  | NA | NA | NA
66287 | 2 MORSE ST | No | No | NA | UNK-NOLG | NO | #VALUE! | PLB | UNK-NOLG | #VALUE! | 1940 | NON-LEAD | FVAO | historical reports | SF | No | UNK | UNK | 1940 | N/A |  | NA | NA | NA
66288 | 4 MORSE ST | No | No | NA | UNK-NOLG | NO | #VALUE! | PLB | UNK-NOLG | #VALUE! | 1930 | NON-LEAD | FVAO | historical reports | SF | No | UNK | UNK | 1930 | N/A |  | NA | NA | NA
66251 | 21 MORSE ST | No | No | NA | UNK-NOLG | NO | #VALUE! | PLB | UNK-NOLG | #VALUE! | 1890 | NON-LEAD | FVAO | historical reports | SF | No | UNK | UNK | 1890 | N/A |  | NA | NA | NA
66610 | 22 MORSE ST | No | No | NA | UNK-NOLG | NO | #VALUE! | PLB | UNK-NOLG | #VALUE! | PLB | NON-LEAD | FVAO | historical reports | SF | No | UNK | UNK | #N/A | N/A |  | NA | NA | NA
66250 | 23 MORSE ST | No | No | NA | UNK-NOLG | NO | #VALUE! | PLB | UNK-NOLG | #VALUE! | 1895 | NON-LEAD | FVAO | historical reports | SF | No | UNK | UNK | 1895 | N/A |  | NA | NA | NA
66245 | 24 MORSE ST | No | No | NA | UNK-NOLG | NO | #VALUE! | ALB | UNK-NOLG | #VALUE! | 2003 | NON-LEAD | FVAO | historical reports | SF | No | UNK | UNK | 2003 | N/A |  | NA | NA | NA
66247 | 26 MORSE ST | No | No | NA | UNK-NOLG | NO | #VALUE! | PLB | UNK-NOLG | #VALUE! | 1840 | NON-LEAD | FVAO | historical reports | SF | No | UNK | UNK | 1840 | N/A |  | NA | NA | NA
66249 | 27 MORSE ST | No | No | NA | UNK-NOLG | NO | #VALUE! | ALB | UNK-NOLG | #VALUE! | 2020 | NON-LEAD | FVAO | historical reports | SF | No | UNK | UNK | 2020 | N/A |  | NA | NA | NA
66241 | 28 MORSE ST | No | No | NA | UNK-NOLG | NO | #VALUE! | PLB | UNK-NOLG | #VALUE! | 1952 | NON-LEAD | FVAO | historical reports | SF | No | UNK | UNK | 1952 | N/A |  | NA | NA | NA
66248 | 29 MORSE ST | No | Yes | Lead | Cl-L | NO | #VALUE! | PLB | UNK-NOLG | #VALUE! | 1973 | NON-LEAD | FVAO | historical reports | SF | No | UNK | UNK | 1973 | N/A |  | NA | NA | NA
66681 | 34 MORSE ST | No | No | NA | UNK-NOLG | NO | #VALUE! | PLB | UNK-NOLG | #VALUE! | 1920 | NON-LEAD | FVAO | historical reports | SF | No | UNK | UNK | 1920 | N/A |  | NA | NA | NA
66235 | 36 MORSE ST | No | No | NA | UNK-NOLG | NO | #VALUE! | PLB | UNK-NOLG | #VALUE! | 1976 | NON-LEAD | FVAO | historical reports | SF | No | UNK | UNK | 1976 | N/A |  | NA | NA | NA
66087 | 37 MORSE ST | No | No | NA | UNK-NOLG | NO | #VALUE! | PLB | UNK-NOLG | #VALUE! | 1975 | NON-LEAD | FVAO | historical reports | SF | No | UNK | UNK | 1975 | N/A |  | NA | NA | NA
66239 | 38 MORSE ST | No | No | NA | UNK-NOLG | NO | #VALUE! | PLB | UNK-NOLG | #VALUE! | 1925 | NON-LEAD | FVAO | historical reports | SF | No | UNK | UNK | 1925 | N/A |  | NA | NA | NA
66238 | 40 MORSE ST | No | No | NA | UNK-NOLG | NO | #VALUE! | PLB | UNK-NOLG | #VALUE! | 1976 | NON-LEAD | FVAO | historical reports | SF | No | UNK | UNK | 1976 | N/A |  | NA | NA | NA
66088 | 41 MORSE ST | No | No | NA | UNK-NOLG | NO | #VALUE! | ALB | UNK-NOLG | #VALUE! | 2008 | NON-LEAD | FVAO | historical reports | SF | No | UNK | UNK | 2008 | N/A |  | NA | NA | NA
66237 | 42 MORSE ST | No | No | NA | UNK-NOLG | NO | #VALUE! | PLB | UNK-NOLG | #VALUE! | 1977 | NON-LEAD | FVAO | historical reports | SF | No | UNK | UNK | 1977 | N/A |  | NA | NA | NA
66653 | 45 MORSE ST | No | No | NA | UNK-NOLG | NO | #VALUE! | PLB | UNK-NOLG | #VALUE! | 1978 | NON-LEAD | FVAO | historical reports | SF | No | UNK | UNK | 1978 | N/A |  | NA | NA | NA
66654 | 45 MORSE ST | No | No | NA | UNK-NOLG | NO | #VALUE! | PLB | UNK-NOLG | #VALUE! | 1918 | NON-LEAD | FVAO | historical reports | SF | No | UNK | UNK | 1918 | N/A |  | NA | NA | NA
66655 | 47 MORSE ST | No | No | NA | UNK-NOLG | NO | #VALUE! | PLB | UNK-NOLG | #VALUE! | 1968 | NON-LEAD | FVAO | historical reports | SF | No | UNK | UNK | 1968 | N/A |  | NA | NA | NA
66685 | 47 MORSE ST | No | No | NA | UNK-NOLG | NO | #VALUE! | PLB | UNK-NOLG | #VALUE! | 1955 | NON-LEAD | FVAO | historical reports | SF | No | UNK | UNK | 1955 | N/A |  | NA | NA | NA
66683 | 49 MORSE ST | No | No | NA | UNK-NOLG | NO | #VALUE! | PLB | UNK-NOLG | #VALUE! | 1955 | NON-LEAD | FVAO | historical reports | SF | No | UNK | UNK | 1955 | N/A |  | NA | NA | NA
66781 | 54 MORSE ST | No | No | NA | UNK-NOLG | NO | #VALUE! | PLB | UNK-NOLG | #VALUE! | 1985 | NON-LEAD | FVAO | historical reports | SF | No | UNK | UNK | 1985 | N/A |  | NA | NA | NA
66667 | 1A MORSE ST | No | No | NA | UNK-NOLG | NO | #VALUE! | ALB | UNK-NOLG | #VALUE! | 1990 | NON-LEAD | FVAO | historical reports | SF | No | UNK | UNK | 1990 | N/A |  | NA | NA | NA
66625 | 38A MORSE ST | No | No | NA | UNK-NOLG | NO | #VALUE! | PLB | UNK-NOLG | #VALUE! | 1925 | NON-LEAD | FVAO | historical reports | SF | No | UNK | UNK | 1925 | N/A |  | NA | NA | NA
66613 | 40A MORSE ST | No | No | NA | UNK-NOLG | NO | #VALUE! | PLB | UNK-NOLG | #VALUE! | 1977 | NON-LEAD | FVAO | historical reports | SF | No | UNK | UNK | 1977 | N/A |  | NA | NA | NA
66687 | 47A MORSE ST | No | No | NA | UNK-NOLG | NO | #VALUE! | PLB | UNK-NOLG | #VALUE! | 1968 | NON-LEAD | FVAO | historical reports | SF | No | UNK | UNK | 1968 | N/A |  | NA | NA | NA
66684 | 49A MORSE ST | No | No | NA | UNK-NOLG | NO | #VALUE! | PLB | UNK-NOLG | #VALUE! | 1955 | NON-LEAD | FVAO | historical reports | SF | No | UNK | UNK | 1955 | N/A |  | NA | NA | NA
66089 | 54A MORSE ST | No | Yes | Lead | Cl-L | NO | #VALUE! | PLB | UNK-NOLG | #VALUE! | 1985 | NON-LEAD | FVAO | historical reports | SF | No | UNK | UNK | 1985 | N/A |  | NA | NA | NA
67051 | 3 MULLEN WAY | No | No | NA | UNK-NOLG | NO | #VALUE! | PLB | UNK-NOLG | #VALUE! | 1943 | NON-LEAD | FVAO | historical reports | SF | No | UNK | UNK | 1943 | N/A |  | NA | NA | NA
67056 | 5 MULLEN WAY | No | No | NA | UNK-NOLG | NO | #VALUE! | PLB | UNK-NOLG | #VALUE! | 1985 | NON-LEAD | FVAO | historical reports | SF | No | UNK | UNK | 1985 | N/A |  | NA | NA | NA
67043 | 8 MULLEN WAY | No | No | NA | UNK-NOLG | NO | #VALUE! | ALB | UNK-NOLG | #VALUE! | 2015 | NON-LEAD | FVAO | historical reports | SF | No | UNK | UNK | 2015 | N/A |  | NA | NA | NA
67050 | 9 MULLEN WAY | No | No | NA | UNK-NOLG | NO | #VALUE! | PLB | UNK-NOLG | #VALUE! | 1950 | NON-LEAD | FVAO | historical reports | SF | No | UNK | UNK | 1950 | N/A |  | NA | NA | NA
67049 | 11 MULLEN WAY | No | No | NA | UNK-NOLG | NO | #VALUE! | PLB | UNK-NOLG | #VALUE! | 1948 | NON-LEAD | FVAO | historical reports | SF | No | UNK | UNK | 1948 | N/A |  | NA | NA | NA
67044 | 12 MULLEN WAY | No | No | NA | UNK-NOLG | NO | #VALUE! | PLB | UNK-NOLG | #VALUE! | 1950 | NON-LEAD | FVAO | historical reports | SF | No | UNK | UNK | 1950 | N/A |  | NA | NA | NA
67045 | 14 MULLEN WAY | No | No | NA | UNK-NOLG | NO | #VALUE! | PLB | UNK-NOLG | #VALUE! | 1950 | NON-LEAD | FVAO | historical reports | SF | No | UNK | UNK | 1950 | N/A |  | NA | NA | NA
67048 | 15 MULLEN WAY | No | No | NA | UNK-NOLG | NO | #VALUE! | PLB | UNK-NOLG | #VALUE! | 1935 | NON-LEAD | FVAO | historical reports | SF | No | UNK | UNK | 1935 | N/A |  | NA | NA | NA
67047 | 17 MULLEN WAY | No | No | NA | UNK-NOLG | NO | #VALUE! | PLB | UNK-NOLG | #VALUE! | 1968 | NON-LEAD | FVAO | historical reports | SF | No | UNK | UNK | 1968 | N/A |  | NA | NA | NA
67057 | 21 MULLEN WAY | No | No | NA | UNK-NOLG | NO | #VALUE! | PLB | UNK-NOLG | #VALUE! | 1966 | NON-LEAD | FVAO | historical reports | SF | No | UNK | UNK | 1966 | N/A |  | NA | NA | NA
67094 | 24 MULLEN WAY | No | No | NA | UNK-NOLG | NO | #VALUE! | PLB | UNK-NOLG | #VALUE! | 1975 | NON-LEAD | FVAO | historical reports | SF | No | UNK | UNK | 1975 | N/A |  | NA | NA | NA
67040 | 28 MULLEN WAY | No | No | NA | UNK-NOLG | NO | #VALUE! | PLB | UNK-NOLG | #VALUE! | 1935 | NON-LEAD | FVAO | historical reports | SF | No | UNK | UNK | 1935 | N/A |  | NA | NA | NA
67520 | 5A MULLEN WAY | No | No | NA | UNK-NOLG | NO | #VALUE! | PLB | UNK-NOLG | #VALUE! | 1985 | NON-LEAD | FVAO | historical reports | SF | No | UNK | UNK | 1985 | N/A |  | NA | NA | NA
36136 | 2 MUSKODAY LN | No | No | NA | UNK-NOLG | NO | #VALUE! | PLB | UNK-NOLG | #VALUE! | 2007 | NON-LEAD | FVAO | historical reports | SF | No | UNK | UNK | 2007 | N/A |  | NA | NA | NA
36143 | 11 MUSKODAY LN | No | No | NA | UNK-NOLG | NO | #VALUE! | PLB | UNK-NOLG | #VALUE! | 1940 | NON-LEAD | FVAO | historical reports | SF | No | UNK | UNK | 1940 | N/A |  | NA | NA | NA
36715 | 11A MUSKODAY LN | No | No | NA | UNK-NOLG | NO | #VALUE! | PLB | UNK-NOLG | #VALUE! | 1940 | NON-LEAD | FVAO | historical reports | SF | No | UNK | UNK | 1940 | N/A |  | NA | NA | NA
7851 | 5 MYOBER LN | No | No | NA | UNK-NOLG | NO | #VALUE! | ALB | UNK-NOLG | #VALUE! | 2002 | NON-LEAD | FVAO | historical reports | SF | No | UNK | UNK | 2002 | N/A |  | NA | NA | NA
7835 | 10 MYOBER LN | No | No | NA | UNK-NOLG | NO | #VALUE! | ALB | UNK-NOLG | #VALUE! | 1988 | NON-LEAD | FVAO | historical reports | SF | No | UNK | UNK | 1988 | N/A |  | NA | NA | NA
7852 | 11 MYOBER LN | No | No | NA | UNK-NOLG | NO | #VALUE! | PLB | UNK-NOLG | #VALUE! | 1984 | NON-LEAD | FVAO | historical reports | SF | No | UNK | UNK | 1984 | N/A |  | NA | NA | NA
7834 | 14 MYOBER LN | No | No | NA | UNK-NOLG | NO | #VALUE! | ALB | UNK-NOLG | #VALUE! | 1988 | NON-LEAD | FVAO | historical reports | SF | No | UNK | UNK | 1988 | N/A |  | NA | NA | NA
7853 | 15 MYOBER LN | No | No | NA | UNK-NOLG | NO | #VALUE! | ALB | UNK-NOLG | #VALUE! | 2006 | NON-LEAD | FVAO | historical reports | SF | No | UNK | UNK | 2006 | N/A |  | NA | NA | NA
7856 | 22 MYOBER LN | No | No | NA | UNK-NOLG | NO | #VALUE! | PLB | UNK-NOLG | #VALUE! | 1980 | NON-LEAD | FVAO | historical reports | SF | No | UNK | UNK | 1980 | N/A |  | NA | NA | NA
6829 | 24 MYOBER LN | No | No | NA | UNK-NOLG | NO | #VALUE! | PLB | UNK-NOLG | #VALUE! | 1985 | NON-LEAD | FVAO | historical reports | SF | No | UNK | UNK | 1985 | N/A |  | NA | NA | NA
64591 | 4 N SPYGLASS LN | No | No | NA | UNK-NOLG | NO | #VALUE! | ALB | UNK-NOLG | #VALUE! | 2003 | NON-LEAD | FVAO | historical reports | SF | No | UNK | UNK | 2003 | N/A |  | NA | NA | NA
64594 | 7 N SPYGLASS LN | No | No | NA | UNK-NOLG | NO | #VALUE! | ALB | UNK-NOLG | #VALUE! | 2016 | NON-LEAD | FVAO | historical reports | SF | No | UNK | UNK | 2016 | N/A |  | NA | NA | NA
66646 | 10 N SUMMER ST | No | No | NA | UNK-NOLG | NO | #VALUE! | ALB | UNK-NOLG | #VALUE! | 2002 | NON-LEAD | FVAO | historical reports | NONRES | No | UNK | UNK | 2002 | N/A |  | NA | NA | NA
66639 | 11 N SUMMER ST | No | No | NA | UNK-NOLG | NO | #VALUE! | PLB | UNK-NOLG | #VALUE! | PLB | NON-LEAD | FVAO | historical reports | NONRES | No | UNK | UNK | #N/A | N/A |  | NA | NA | NA
66119 | 12 N SUMMER ST | No | No | NA | UNK-NOLG | NO | #VALUE! | PLB | UNK-NOLG | #VALUE! | 1977 | NON-LEAD | FVAO | historical reports | NONRES | No | UNK | UNK | 1977 | N/A |  | NA | NA | NA
66342 | 15 N SUMMER ST | No | No | NA | UNK-NOLG | NO | #VALUE! | ALB | UNK-NOLG | #VALUE! | 2016 | NON-LEAD | FVAO | historical reports | SF | No | UNK | UNK | 2016 | N/A |  | NA | NA | NA
66998 | 18 N SUMMER ST | No | No | NA | UNK-NOLG | NO | #VALUE! | PLB | UNK-NOLG | #VALUE! | PLB | NON-LEAD | FVAO | historical reports | SF | No | UNK | UNK | #N/A | N/A |  | NA | NA | NA
66118 | 18 N SUMMER ST | No | Yes | Lead | CLl-L | NO | #VALUE! | ALB | UNK-NOLG | #VALUE! | 2002 | NON-LEAD | FVAO | historical reports | NONRES | No | UNK | UNK | 2002 | N/A |  | NA | NA | NA
66787 | 19 N SUMMER ST | No | No | NA | UNK-NOLG | NO | #VALUE! | ALB | UNK-NOLG | #VALUE! | 2016 | NON-LEAD | FVAO | historical reports | SF | No | UNK | UNK | 2016 | N/A |  | NA | NA | NA
66788 | 21 N SUMMER ST | No | No | NA | UNK-NOLG | NO | #VALUE! | PLB | UNK-NOLG | #VALUE! | PLB | NON-LEAD | FVAO | historical reports | SF | No | UNK | UNK | #N/A | N/A |  | NA | NA | NA
66789 | 23 N SUMMER ST | No | No | NA | UNK-NOLG | NO | #VALUE! | ALB | UNK-NOLG | #VALUE! | 2016 | NON-LEAD | FVAO | historical reports | SF | No | UNK | UNK | 2016 | N/A |  | NA | NA | NA
66113 | 26 N SUMMER ST | No | No | NA | UNK-NOLG | NO | #VALUE! | ALB | UNK-NOLG | #VALUE! | 1986 | NON-LEAD | FVAO | historical reports | SF | No | UNK | UNK | 1986 | N/A |  | NA | NA | NA
66786 | 27 N SUMMER ST | No | No | NA | UNK-NOLG | NO | #VALUE! | ALB | UNK-NOLG | #VALUE! | 2016 | NON-LEAD | FVAO | historical reports | SF | No | UNK | UNK | 2016 | N/A |  | NA | NA | NA
66694 | 31 N SUMMER ST | No | No | NA | UNK-NOLG | NO | #VALUE! | PLB | UNK-NOLG | #VALUE! | PLB | NON-LEAD | FVAO | historical reports | NONRES | No | UNK | UNK | #N/A | N/A |  | NA | NA | NA
66347 | 33 N SUMMER ST | No | No | NA | UNK-NOLG | NO | #VALUE! | PLB | UNK-NOLG | #VALUE! | 1979 | NON-LEAD | FVAO | historical reports | NONRES | No | UNK | UNK | 1979 | N/A |  | NA | NA | NA
66112 | 34 N SUMMER ST | No | No | NA | UNK-NOLG | NO | #VALUE! | PLB | UNK-NOLG | #VALUE! | 1972 | NON-LEAD | FVAO | historical reports | NONRES | No | UNK | UNK | 1972 | N/A |  | NA | NA | NA
66219 | 49 N SUMMER ST | No | No | NA | UNK-NOLG | NO | #VALUE! | PLB | UNK-NOLG | #VALUE! | 1920 | NON-LEAD | FVAO | historical reports | SF | No | UNK | UNK | 1920 | N/A |  | NA | NA | NA
66730 | 55 N SUMMER ST | No | No | NA | UNK-NOLG | NO | #VALUE! | ALB | UNK-NOLG | #VALUE! | 2003 | NON-LEAD | FVAO | historical reports | NONRES | No | UNK | UNK | 2003 | N/A |  | NA | NA | NA
66647 | 55 N SUMMER ST | No | No | NA | UNK-NOLG | NO | #VALUE! | ALB | UNK-NOLG | #VALUE! | 2003 | NON-LEAD | FVAO | historical reports | SF | No | UNK | UNK | 2003 | N/A |  | NA | NA | NA
66107 | 56 N SUMMER ST | No | No | NA | UNK-NOLG | NO | #VALUE! | PLB | UNK-NOLG | #VALUE! | 1966 | NON-LEAD | FVAO | historical reports | SF | No | UNK | UNK | 1966 | N/A |  | NA | NA | NA
66222 | 61 N SUMMER ST | No | No | NA | UNK-NOLG | NO | #VALUE! | PLB | UNK-NOLG | #VALUE! | 2007 | NON-LEAD | FVAO | historical reports | SF | No | UNK | UNK | 2007 | N/A |  | NA | NA | NA
66101 | 62 N SUMMER ST | No | No | NA | UNK-NOLG | NO | #VALUE! | ALB | UNK-NOLG | #VALUE! | 2009 | NON-LEAD | FVAO | historical reports | NONRES | No | UNK | UNK | 2009 | N/A |  | NA | NA | NA
66801 | 64 N SUMMER ST | No | No | NA | UNK-NOLG | NO | #VALUE! | PLB | UNK-NOLG | #VALUE! | 1981 | NON-LEAD | FVAO | historical reports | SF | No | UNK | UNK | 1981 | N/A |  | NA | NA | NA
66230 | 65 N SUMMER ST | No | No | NA | UNK-NOLG | NO | #VALUE! | PLB | UNK-NOLG | #VALUE! | 1978 | NON-LEAD | FVAO | historical reports | SF | No | UNK | UNK | 1978 | N/A |  | NA | NA | NA
66099 | 66 N SUMMER ST | No | No | NA | UNK-NOLG | NO | #VALUE! | PLB | UNK-NOLG | #VALUE! | 1982 | NON-LEAD | FVAO | historical reports | SF | No | UNK | UNK | 1982 | N/A |  | NA | NA | NA
66231 | 69 N SUMMER ST | No | No | NA | UNK-NOLG | NO | #VALUE! | PLB | UNK-NOLG | #VALUE! | 1972 | NON-LEAD | FVAO | historical reports | NONRES | No | UNK | UNK | 1972 | N/A |  | NA | NA | NA
66096 | 70 N SUMMER ST | No | No | NA | UNK-NOLG | NO | #VALUE! | PLB | UNK-NOLG | #VALUE! | 1982 | NON-LEAD | FVAO | historical reports | SF | No | UNK | UNK | 1982 | N/A |  | NA | NA | NA
66588 | 71 N SUMMER ST | No | No | NA | UNK-NOLG | NO | #VALUE! | PLB | UNK-NOLG | #VALUE! | 1930 | NON-LEAD | FVAO | historical reports | SF | No | UNK | UNK | 1930 | N/A |  | NA | NA | NA
66682 | 71 N SUMMER ST | No | No | NA | UNK-NOLG | NO | #VALUE! | PLB | UNK-NOLG | #VALUE! | 1930 | NON-LEAD | FVAO | historical reports | SF | No | UNK | UNK | 1930 | N/A |  | NA | NA | NA
66236 | 73 N SUMMER ST | No | No | NA | UNK-NOLG | NO | #VALUE! | PLB | UNK-NOLG | #VALUE! | 1979 | NON-LEAD | FVAO | historical reports | SF | No | UNK | UNK | 1979 | N/A |  | NA | NA | NA
66095 | 74 N SUMMER ST | No | No | NA | UNK-NOLG | NO | #VALUE! | PLB | UNK-NOLG | #VALUE! | 1945 | NON-LEAD | FVAO | historical reports | SF | No | UNK | UNK | 1945 | N/A |  | NA | NA | NA
66092 | 80 N SUMMER ST | No | No | NA | UNK-NOLG | NO | #VALUE! | ALB | UNK-NOLG | #VALUE! | 1999 | NON-LEAD | FVAO | historical reports | SF | No | UNK | UNK | 1999 | N/A |  | NA | NA | NA
66091 | 82 N SUMMER ST | No | No | NA | UNK-NOLG | NO | #VALUE! | PLB | UNK-NOLG | #VALUE! | 1985 | NON-LEAD | FVAO | historical reports | SF | No | UNK | UNK | 1985 | N/A |  | NA | NA | NA
66808 | 82 N SUMMER ST | No | No | NA | UNK-NOLG | NO | #VALUE! | PLB | UNK-NOLG | #VALUE! | 1985 | NON-LEAD | FVAO | historical reports | SF | No | UNK | UNK | 1985 | N/A |  | NA | NA | NA
66090 | 84 N SUMMER ST | No | No | NA | UNK-NOLG | NO | #VALUE! | PLB | UNK-NOLG | #VALUE! | 1973 | NON-LEAD | FVAO | historical reports | SF | No | UNK | UNK | 1973 | N/A |  | NA | NA | NA
66633 | 26A N SUMMER ST | No | No | NA | UNK-NOLG | NO | #VALUE! | ALB | UNK-NOLG | #VALUE! | 1986 | NON-LEAD | FVAO | historical reports | SF | No | UNK | UNK | 1986 | N/A |  | NA | NA | NA
66644 | 46D N SUMMER ST | No | No | NA | UNK-NOLG | NO | #VALUE! | PLB | UNK-NOLG | #VALUE! | 1974 | NON-LEAD | FVAO | historical reports | SF | No | UNK | UNK | 1974 | N/A |  | NA | NA | NA
66649 | 49A N SUMMER ST | No | No | NA | UNK-NOLG | NO | #VALUE! | PLB | UNK-NOLG | #VALUE! | 1920 | NON-LEAD | FVAO | historical reports | SF | No | UNK | UNK | 1920 | N/A |  | NA | NA | NA
66599 | 69A N SUMMER ST | No | No | NA | UNK-NOLG | NO | #VALUE! | PLB | UNK-NOLG | #VALUE! | 1972 | NON-LEAD | FVAO | historical reports | SF | No | UNK | UNK | 1972 | N/A |  | NA | NA | NA
66600 | 69B N SUMMER ST | No | No | NA | UNK-NOLG | NO | #VALUE! | PLB | UNK-NOLG | #VALUE! | 1972 | NON-LEAD | FVAO | historical reports | SF | No | UNK | UNK | 1972 | N/A |  | NA | NA | NA
66601 | 69C N SUMMER ST | No | No | NA | UNK-NOLG | NO | #VALUE! | PLB | UNK-NOLG | #VALUE! | 1972 | NON-LEAD | FVAO | historical reports | SF | No | UNK | UNK | 1972 | N/A |  | NA | NA | NA
66602 | 69D N SUMMER ST | No | No | NA | UNK-NOLG | NO | #VALUE! | PLB | UNK-NOLG | #VALUE! | 1972 | NON-LEAD | FVAO | historical reports | SF | No | UNK | UNK | 1972 | N/A |  | NA | NA | NA
66566 | 84A N SUMMER ST | No | No | NA | UNK-NOLG | NO | #VALUE! | PLB | UNK-NOLG | #VALUE! | 1973 | NON-LEAD | FVAO | historical reports | SF | No | UNK | UNK | 1973 | N/A |  | NA | NA | NA
66791 | 18A N SUMMER ST. | No | No | NA | UNK-NOLG | NO | #VALUE! | ALB | UNK-NOLG | #VALUE! | 2002 | NON-LEAD | FVAO | historical reports | NONRES | No | UNK | UNK | 2002 | N/A |  | NA | NA | NA
64513 | 0 N WATER ST | No | No | NA | UNK-NOLG | NO | #VALUE! | PLB | UNK-NOLG | #VALUE! | PLB | NON-LEAD | FVAO | historical reports | NONRES | No | UNK | UNK | #N/A | N/A |  | NA | NA | NA
66511 | 0 N WATER ST | No | No | NA | UNK-NOLG | NO | #VALUE! | PLB | UNK-NOLG | #VALUE! | PLB | NON-LEAD | FVAO | historical reports | SF | No | UNK | UNK | #N/A | N/A |  | NA | NA | NA
66674 | 0 N WATER ST | No | No | NA | UNK-NOLG | NO | #VALUE! | PLB | UNK-NOLG | #VALUE! | PLB | NON-LEAD | FVAO | historical reports | SF | No | UNK | UNK | #N/A | N/A |  | NA | NA | NA
66675 | 0 N WATER ST | No | No | NA | UNK-NOLG | NO | #VALUE! | PLB | UNK-NOLG | #VALUE! | PLB | NON-LEAD | FVAO | historical reports | SF | No | UNK | UNK | #N/A | N/A |  | NA | NA | NA
66508 | 0 N WATER ST | No | No | NA | UNK-NOLG | NO | #VALUE! | PLB | UNK-NOLG | #VALUE! | PLB | NON-LEAD | FVAO | historical reports | SF | No | UNK | UNK | #N/A | N/A |  | NA | NA | NA
66315 | 7 N WATER ST | No | No | NA | UNK-NOLG | NO | #VALUE! | PLB | UNK-NOLG | #VALUE! | 1973 | NON-LEAD | FVAO | historical reports | NONRES | No | UNK | UNK | 1973 | N/A |  | NA | NA | NA
66314 | 7 N WATER ST | No | No | NA | UNK-NOLG | NO | #VALUE! | PLB | UNK-NOLG | #VALUE! | 1970 | NON-LEAD | FVAO | historical reports | SF | No | UNK | UNK | 1970 | N/A |  | NA | NA | NA
66313 | 11 N WATER ST | No | No | NA | UNK-NOLG | NO | #VALUE! | PLB | UNK-NOLG | #VALUE! | 1973 | NON-LEAD | FVAO | historical reports | NONRES | No | UNK | UNK | 1973 | N/A |  | NA | NA | NA
66211 | 12 N WATER ST | No | No | NA | UNK-NOLG | NO | #VALUE! | PLB | UNK-NOLG | #VALUE! | 1979 | NON-LEAD | FVAO | historical reports | NONRES | No | UNK | UNK | 1979 | N/A |  | NA | NA | NA
66312 | 17 N WATER ST | No | No | NA | UNK-NOLG | NO | #VALUE! | PLB | UNK-NOLG | #VALUE! | 1972 | NON-LEAD | FVAO | historical reports | NONRES | No | UNK | UNK | 1972 | N/A |  | NA | NA | NA
66214 | 22 N WATER ST | No | No | NA | UNK-NOLG | NO | #VALUE! | PLB | UNK-NOLG | #VALUE! | 1892 | NON-LEAD | FVAO | historical reports | NONRES | No | UNK | UNK | 1892 | N/A |  | NA | NA | NA
66310 | 27 N WATER ST | No | No | NA | UNK-NOLG | NO | #VALUE! | PLB | UNK-NOLG | #VALUE! | 1973 | NON-LEAD | FVAO | historical reports | NONRES | No | UNK | UNK | 1973 | N/A |  | NA | NA | NA
66220 | 44 N WATER ST | No | No | NA | UNK-NOLG | NO | #VALUE! | PLB | UNK-NOLG | #VALUE! | 1974 | NON-LEAD | FVAO | historical reports | NONRES | No | UNK | UNK | 1974 | N/A |  | NA | NA | NA
66673 | 47 N WATER ST | No | No | NA | UNK-NOLG | NO | #VALUE! | PLB | UNK-NOLG | #VALUE! | PLB | NON-LEAD | FVAO | historical reports | NONRES | No | UNK | UNK | #N/A | N/A |  | NA | NA | NA
66615 | 50 N WATER ST | No | No | NA | UNK-NOLG | NO | #VALUE! | PLB | UNK-NOLG | #VALUE! | 1795 | NON-LEAD | FVAO | historical reports | NONRES | No | UNK | UNK | 1795 | N/A |  | NA | NA | NA
66300 | 51 N WATER ST | No | No | NA | UNK-NOLG | NO | #VALUE! | PLB | UNK-NOLG | #VALUE! | 1870 | NON-LEAD | FVAO | historical reports | NONRES | No | UNK | UNK | 1870 | N/A |  | NA | NA | NA
66299 | 52 N WATER ST | No | No | NA | UNK-NOLG | NO | #VALUE! | PLB | UNK-NOLG | #VALUE! | 1985 | NON-LEAD | FVAO | historical reports | NONRES | No | UNK | UNK | 1985 | N/A |  | NA | NA | NA
66226 | 56 N WATER ST | No | No | NA | UNK-NOLG | NO | #VALUE! | PLB | UNK-NOLG | #VALUE! | 1798 | NON-LEAD | FVAO | historical reports | NONRES | No | UNK | UNK | 1798 | N/A |  | NA | NA | NA
66530 | 56 N WATER ST | No | No | NA | UNK-NOLG | NO | #VALUE! | PLB | UNK-NOLG | #VALUE! | 1798 | NON-LEAD | FVAO | historical reports | SF | No | UNK | UNK | 1798 | N/A |  | NA | NA | NA
66227 | 58 N WATER ST | No | No | NA | UNK-NOLG | NO | #VALUE! | PLB | UNK-NOLG | #VALUE! | 1904 | NON-LEAD | FVAO | historical reports | NONRES | No | UNK | UNK | 1904 | N/A |  | NA | NA | NA
66295 | 59 N WATER ST | No | No | NA | UNK-NOLG | NO | #VALUE! | ALB | UNK-NOLG | #VALUE! | 1986 | NON-LEAD | FVAO | historical reports | NONRES | No | UNK | UNK | 1986 | N/A |  | NA | NA | NA
66294 | 61 N WATER ST | No | No | NA | UNK-NOLG | NO | #VALUE! | ALB | UNK-NOLG | #VALUE! | 1988 | NON-LEAD | FVAO | historical reports | SF | No | UNK | UNK | 1988 | N/A |  | NA | NA | NA
66232 | 62 N WATER ST | No | No | NA | UNK-NOLG | NO | #VALUE! | PLB | UNK-NOLG | #VALUE! | 1978 | NON-LEAD | FVAO | historical reports | SF | No | UNK | UNK | 1978 | N/A |  | NA | NA | NA
66293 | 65 N WATER ST | No | No | NA | UNK-NOLG | NO | #VALUE! | PLB | UNK-NOLG | #VALUE! | 1870 | NON-LEAD | FVAO | historical reports | SF | No | UNK | UNK | 1870 | N/A |  | NA | NA | NA
66805 | 66 N WATER ST | No | No | NA | UNK-NOLG | NO | #VALUE! | PLB | UNK-NOLG | #VALUE! | 1976 | NON-LEAD | FVAO | historical reports | SF | No | UNK | UNK | 1976 | N/A |  | NA | NA | NA
66233 | 66 N WATER ST | No | No | NA | UNK-NOLG | NO | #VALUE! | PLB | UNK-NOLG | #VALUE! | 1976 | NON-LEAD | FVAO | historical reports | SF | No | UNK | UNK | 1976 | N/A |  | NA | NA | NA
66292 | 67 N WATER ST | No | No | NA | UNK-NOLG | NO | #VALUE! | ALB | UNK-NOLG | #VALUE! | 1986 | NON-LEAD | FVAO | historical reports | SF | No | UNK | UNK | 1986 | N/A |  | NA | NA | NA
66234 | 68 N WATER ST | No | No | NA | UNK-NOLG | NO | #VALUE! | PLB | UNK-NOLG | #VALUE! | 1981 | NON-LEAD | FVAO | historical reports | SF | No | UNK | UNK | 1981 | N/A |  | NA | NA | NA
66680 | 68 N WATER ST | No | No | NA | UNK-NOLG | NO | #VALUE! | PLB | UNK-NOLG | #VALUE! | 1981 | NON-LEAD | FVAO | historical reports | SF | No | UNK | UNK | 1981 | N/A |  | NA | NA | NA
66726 | 68 N WATER ST | No | No | NA | UNK-NOLG | NO | #VALUE! | PLB | UNK-NOLG | #VALUE! | 1981 | NON-LEAD | FVAO | historical reports | SF | No | UNK | UNK | 1981 | N/A |  | NA | NA | NA
66246 | 70 N WATER ST | No | No | NA | UNK-NOLG | NO | #VALUE! | PLB | UNK-NOLG | #VALUE! | 1971 | NON-LEAD | FVAO | historical reports | SF | No | UNK | UNK | 1971 | N/A |  | NA | NA | NA
66679 | 71 N WATER ST | No | No | NA | UNK-NOLG | NO | #VALUE! | ALB | UNK-NOLG | #VALUE! | 1986 | NON-LEAD | FVAO | historical reports | SF | No | UNK | UNK | 1986 | N/A |  | NA | NA | NA
66242 | 72 N WATER ST | No | No | NA | UNK-NOLG | NO | #VALUE! | PLB | UNK-NOLG | #VALUE! | 1983 | NON-LEAD | FVAO | historical reports | SF | No | UNK | UNK | 1983 | N/A |  | NA | NA | NA
66290 | 73 N WATER ST | No | No | NA | UNK-NOLG | NO | #VALUE! | PLB | UNK-NOLG | #VALUE! | 1855 | NON-LEAD | FVAO | historical reports | SF | No | UNK | UNK | 1855 | N/A |  | NA | NA | NA
66243 | 74 N WATER ST | No | No | NA | UNK-NOLG | NO | #VALUE! | PLB | UNK-NOLG | #VALUE! | 1870 | NON-LEAD | FVAO | historical reports | SF | No | UNK | UNK | 1870 | N/A |  | NA | NA | NA
66244 | 76 N WATER ST | No | No | NA | UNK-NOLG | NO | #VALUE! | PLB | UNK-NOLG | #VALUE! | 1980 | NON-LEAD | FVAO | historical reports | SF | No | UNK | UNK | 1980 | N/A |  | NA | NA | NA
66252 | 80 N WATER ST | No | No | NA | UNK-NOLG | NO | #VALUE! | ALB | UNK-NOLG | #VALUE! | 1996 | NON-LEAD | FVAO | historical reports | SF | No | UNK | UNK | 1996 | N/A |  | NA | NA | NA
66253 | 82 N WATER ST | No | No | NA | UNK-NOLG | NO | #VALUE! | ALB | UNK-NOLG | #VALUE! | 1987 | NON-LEAD | FVAO | historical reports | SF | No | UNK | UNK | 1987 | N/A |  | NA | NA | NA
66285 | 83 N WATER ST | No | No | NA | UNK-NOLG | NO | #VALUE! | ALB | UNK-NOLG | #VALUE! | 1997 | NON-LEAD | FVAO | historical reports | SF | No | UNK | UNK | 1997 | N/A |  | NA | NA | NA
66578 | 85 N WATER ST | No | No | NA | UNK-NOLG | NO | #VALUE! | PLB | UNK-NOLG | #VALUE! | 1983 | NON-LEAD | FVAO | historical reports | SF | No | UNK | UNK | 1983 | N/A |  | NA | NA | NA
66579 | 85 N WATER ST | No | No | NA | UNK-NOLG | NO | #VALUE! | PLB | UNK-NOLG | #VALUE! | 1983 | NON-LEAD | FVAO | historical reports | SF | No | UNK | UNK | 1983 | N/A |  | NA | NA | NA
66284 | 85 N WATER ST | No | No | NA | UNK-NOLG | NO | #VALUE! | PLB | UNK-NOLG | #VALUE! | 1983 | NON-LEAD | FVAO | historical reports | SF | No | UNK | UNK | 1983 | N/A |  | NA | NA | NA
66254 | 86 N WATER ST | No | No | NA | UNK-NOLG | NO | #VALUE! | PLB | UNK-NOLG | #VALUE! | 1870 | NON-LEAD | FVAO | historical reports | NONRES | No | UNK | UNK | 1870 | N/A |  | NA | NA | NA
66283 | 87 N WATER ST | No | No | NA | UNK-NOLG | NO | #VALUE! | ALB | UNK-NOLG | #VALUE! | 1988 | NON-LEAD | FVAO | historical reports | SF | No | UNK | UNK | 1988 | N/A |  | NA | NA | NA
66255 | 88 N WATER ST | No | No | NA | UNK-NOLG | NO | #VALUE! | PLB | UNK-NOLG | #VALUE! | 1865 | NON-LEAD | FVAO | historical reports | SF | No | UNK | UNK | 1865 | N/A |  | NA | NA | NA
66256 | 90 N WATER ST | No | No | NA | UNK-NOLG | NO | #VALUE! | PLB | UNK-NOLG | #VALUE! | 1870 | NON-LEAD | FVAO | historical reports | SF | No | UNK | UNK | 1870 | N/A |  | NA | NA | NA
66637 | 90 N WATER ST | No | No | NA | UNK-NOLG | NO | #VALUE! | PLB | UNK-NOLG | #VALUE! | 1870 | NON-LEAD | FVAO | historical reports | SF | No | UNK | UNK | 1870 | N/A |  | NA | NA | NA
66638 | 90 N WATER ST | No | No | NA | UNK-NOLG | NO | #VALUE! | PLB | UNK-NOLG | #VALUE! | 1870 | NON-LEAD | FVAO | historical reports | SF | No | UNK | UNK | 1870 | N/A |  | NA | NA | NA
66282 | 91 N WATER ST | No | No | NA | UNK-NOLG | NO | #VALUE! | PLB | UNK-NOLG | #VALUE! | 1978 | NON-LEAD | FVAO | historical reports | SF | No | UNK | UNK | 1978 | N/A |  | NA | NA | NA
66794 | 93 N WATER ST | No | No | NA | UNK-NOLG | NO | #VALUE! | ALB | UNK-NOLG | #VALUE! | 1995 | NON-LEAD | FVAO | historical reports | SF | No | UNK | UNK | 1995 | N/A |  | NA | NA | NA
66281 | 93 N WATER ST | No | No | NA | UNK-NOLG | NO | #VALUE! | ALB | UNK-NOLG | #VALUE! | 1995 | NON-LEAD | FVAO | historical reports | SF | No | UNK | UNK | 1995 | N/A |  | NA | NA | NA
66257 | 94 N WATER ST | No | No | NA | UNK-NOLG | NO | #VALUE! | ALB | UNK-NOLG | #VALUE! | 1986 | NON-LEAD | FVAO | historical reports | SF | No | UNK | UNK | 1986 | N/A |  | NA | NA | NA
66280 | 99 N WATER ST | No | No | NA | UNK-NOLG | NO | #VALUE! | ALB | UNK-NOLG | #VALUE! | 1987 | NON-LEAD | FVAO | historical reports | SF | No | UNK | UNK | 1987 | N/A |  | NA | NA | NA
66267 | 100 N WATER ST | No | No | NA | UNK-NOLG | NO | #VALUE! | ALB | UNK-NOLG | #VALUE! | 1986 | NON-LEAD | FVAO | historical reports | SF | No | UNK | UNK | 1986 | N/A |  | NA | NA | NA
66279 | 101 N WATER ST | No | No | NA | UNK-NOLG | NO | #VALUE! | ALB | UNK-NOLG | #VALUE! | 2012 | NON-LEAD | FVAO | historical reports | SF | No | UNK | UNK | 2012 | N/A |  | NA | NA | NA
66782 | 102 N WATER ST | No | No | NA | UNK-NOLG | NO | #VALUE! | ALB | UNK-NOLG | #VALUE! | 2006 | NON-LEAD | FVAO | historical reports | SF | No | UNK | UNK | 2006 | N/A |  | NA | NA | NA
66268 | 104 N WATER ST | No | No | NA | UNK-NOLG | NO | #VALUE! | PLB | UNK-NOLG | #VALUE! | 1870 | NON-LEAD | FVAO | historical reports | SF | No | UNK | UNK | 1870 | N/A |  | NA | NA | NA
66278 | 105 N WATER ST | No | No | NA | UNK-NOLG | NO | #VALUE! | PLB | UNK-NOLG | #VALUE! | 1984 | NON-LEAD | FVAO | historical reports | SF | No | UNK | UNK | 1984 | N/A |  | NA | NA | NA
66269 | 108 N WATER ST | No | No | NA | UNK-NOLG | NO | #VALUE! | PLB | UNK-NOLG | #VALUE! | 1890 | NON-LEAD | FVAO | historical reports | SF | No | UNK | UNK | 1890 | N/A |  | NA | NA | NA
66573 | 109 N WATER ST | No | No | NA | UNK-NOLG | NO | #VALUE! | ALB | UNK-NOLG | #VALUE! | 2002 | NON-LEAD | FVAO | historical reports | SF | No | UNK | UNK | 2002 | N/A |  | NA | NA | NA
66270 | 110 N WATER ST | No | No | NA | UNK-NOLG | NO | #VALUE! | PLB | UNK-NOLG | #VALUE! | 1875 | NON-LEAD | FVAO | historical reports | SF | No | UNK | UNK | 1875 | N/A |  | NA | NA | NA
66276 | 111 N WATER ST | No | No | NA | UNK-NOLG | NO | #VALUE! | ALB | UNK-NOLG | #VALUE! | 2002 | NON-LEAD | FVAO | historical reports | SF | No | UNK | UNK | 2002 | N/A |  | NA | NA | NA
66271 | 114 N WATER ST | No | No | NA | UNK-NOLG | NO | #VALUE! | PLB | UNK-NOLG | #VALUE! | 1870 | NON-LEAD | FVAO | historical reports | SF | No | UNK | UNK | 1870 | N/A |  | NA | NA | NA
62005 | 115 N WATER ST | No | No | NA | UNK-NOLG | NO | #VALUE! | PLB | UNK-NOLG | #VALUE! | 1930 | NON-LEAD | FVAO | historical reports | SF | No | UNK | UNK | 1930 | N/A |  | NA | NA | NA
64063 | 116 N WATER ST | No | No | NA | UNK-NOLG | NO | #VALUE! | PLB | UNK-NOLG | #VALUE! | 1870 | NON-LEAD | FVAO | historical reports | SF | No | UNK | UNK | 1870 | N/A |  | NA | NA | NA
62501 | 117 N WATER ST | No | No | NA | UNK-NOLG | NO | #VALUE! | ALB | UNK-NOLG | #VALUE! | 1998 | NON-LEAD | FVAO | historical reports | SF | No | UNK | UNK | 1998 | N/A |  | NA | NA | NA
66272 | 118 N WATER ST | No | No | NA | UNK-NOLG | NO | #VALUE! | PLB | UNK-NOLG | #VALUE! | 1875 | NON-LEAD | FVAO | historical reports | SF | No | UNK | UNK | 1875 | N/A |  | NA | NA | NA
61507 | 119 N WATER ST | No | No | NA | UNK-NOLG | NO | #VALUE! | ALB | UNK-NOLG | #VALUE! | 2011 | NON-LEAD | FVAO | historical reports | SF | No | UNK | UNK | 2011 | N/A |  | NA | NA | NA
66273 | 122 N WATER ST | No | No | NA | UNK-NOLG | NO | #VALUE! | PLB | UNK-NOLG | #VALUE! | 1766 | NON-LEAD | FVAO | historical reports | SF | No | UNK | UNK | 1766 | N/A |  | NA | NA | NA
62003 | 123 N WATER ST | No | No | NA | UNK-NOLG | NO | #VALUE! | ALB | UNK-NOLG | #VALUE! | 1986 | NON-LEAD | FVAO | historical reports | SF | No | UNK | UNK | 1986 | N/A |  | NA | NA | NA
66274 | 124 N WATER ST | No | No | NA | UNK-NOLG | NO | #VALUE! | PLB | UNK-NOLG | #VALUE! | 1895 | NON-LEAD | FVAO | historical reports | SF | No | UNK | UNK | 1895 | N/A |  | NA | NA | NA
66629 | 128 N WATER ST | No | No | NA | UNK-NOLG | NO | #VALUE! | ALB | UNK-NOLG | #VALUE! | 1986 | NON-LEAD | FVAO | historical reports | SF | No | UNK | UNK | 1986 | N/A |  | NA | NA | NA
66275 | 128 N WATER ST | No | No | NA | UNK-NOLG | NO | #VALUE! | ALB | UNK-NOLG | #VALUE! | 1986 | NON-LEAD | FVAO | historical reports | SF | No | UNK | UNK | 1986 | N/A |  | NA | NA | NA
64546 | 131 N WATER ST | No | No | NA | UNK-NOLG | NO | #VALUE! | PLB | UNK-NOLG | #VALUE! | 1966 | NON-LEAD | FVAO | historical reports | NONRES | No | UNK | UNK | 1966 | N/A |  | NA | NA | NA
64107 | 131 N WATER ST | No | No | NA | UNK-NOLG | NO | #VALUE! | PLB | UNK-NOLG | #VALUE! | 1966 | NON-LEAD | FVAO | historical reports | NONRES | No | UNK | UNK | 1966 | N/A |  | NA | NA | NA
66661 | 101A N WATER ST | No | No | NA | UNK-NOLG | NO | #VALUE! | ALB | UNK-NOLG | #VALUE! | 2012 | NON-LEAD | FVAO | historical reports | SF | No | UNK | UNK | 2012 | N/A |  | NA | NA | NA
66662 | 101B N WATER ST | No | No | NA | UNK-NOLG | NO | #VALUE! | ALB | UNK-NOLG | #VALUE! | 2012 | NON-LEAD | FVAO | historical reports | SF | No | UNK | UNK | 2012 | N/A |  | NA | NA | NA
66574 | 109A N WATER ST | No | No | NA | UNK-NOLG | NO | #VALUE! | ALB | UNK-NOLG | #VALUE! | 2002 | NON-LEAD | FVAO | historical reports | SF | No | UNK | UNK | 2002 | N/A |  | NA | NA | NA
66509 | 111A N WATER ST | No | No | NA | UNK-NOLG | NO | #VALUE! | ALB | UNK-NOLG | #VALUE! | 2002 | NON-LEAD | FVAO | historical reports | SF | No | UNK | UNK | 2002 | N/A |  | NA | NA | NA
66517 | 114A N WATER ST | No | No | NA | UNK-NOLG | NO | #VALUE! | PLB | UNK-NOLG | #VALUE! | 1870 | NON-LEAD | FVAO | historical reports | SF | No | UNK | UNK | 1870 | N/A |  | NA | NA | NA
62500 | 115A N WATER ST | No | No | NA | UNK-NOLG | NO | #VALUE! | PLB | UNK-NOLG | #VALUE! | 1930 | NON-LEAD | FVAO | historical reports | SF | No | UNK | UNK | 1930 | N/A |  | NA | NA | NA
64528 | 116A N WATER ST | No | No | NA | UNK-NOLG | NO | #VALUE! | PLB | UNK-NOLG | #VALUE! | 1870 | NON-LEAD | FVAO | historical reports | SF | No | UNK | UNK | 1870 | N/A |  | NA | NA | NA
66558 | 12A N WATER ST | No | No | NA | UNK-NOLG | NO | #VALUE! | PLB | UNK-NOLG | #VALUE! | 1979 | NON-LEAD | FVAO | historical reports | SF | No | UNK | UNK | 1979 | N/A |  | NA | NA | NA
66559 | 12B N WATER ST | No | No | NA | UNK-NOLG | NO | #VALUE! | PLB | UNK-NOLG | #VALUE! | 1979 | NON-LEAD | FVAO | historical reports | SF | No | UNK | UNK | 1979 | N/A |  | NA | NA | NA
66560 | 12C N WATER ST | No | No | NA | UNK-NOLG | NO | #VALUE! | PLB | UNK-NOLG | #VALUE! | 1979 | NON-LEAD | FVAO | historical reports | SF | No | UNK | UNK | 1979 | N/A |  | NA | NA | NA
66561 | 12D N WATER ST | No | No | NA | UNK-NOLG | NO | #VALUE! | PLB | UNK-NOLG | #VALUE! | 1979 | NON-LEAD | FVAO | historical reports | SF | No | UNK | UNK | 1979 | N/A |  | NA | NA | NA
64521 | 131A N WATER ST | No | No | NA | UNK-NOLG | NO | #VALUE! | PLB | UNK-NOLG | #VALUE! | 1966 | NON-LEAD | FVAO | historical reports | NONRES | No | UNK | UNK | 1966 | N/A |  | NA | NA | NA
62007 | 131B N WATER ST | No | No | NA | UNK-NOLG | NO | #VALUE! | ALB | UNK-NOLG | #VALUE! | 1987 | NON-LEAD | FVAO | historical reports | NONRES | No | UNK | UNK | 1987 | N/A |  | NA | NA | NA
64510 | 131D N WATER ST | No | No | NA | UNK-NOLG | NO | #VALUE! | PLB | UNK-NOLG | #VALUE! | 1966 | NON-LEAD | FVAO | historical reports | NONRES | No | UNK | UNK | 1966 | N/A |  | NA | NA | NA
64511 | 131E N WATER ST | No | No | NA | UNK-NOLG | NO | #VALUE! | PLB | UNK-NOLG | #VALUE! | 1966 | NON-LEAD | FVAO | historical reports | NONRES | No | UNK | UNK | 1966 | N/A |  | NA | NA | NA
64512 | 131F N WATER ST | No | No | NA | UNK-NOLG | NO | #VALUE! | PLB | UNK-NOLG | #VALUE! | 1966 | NON-LEAD | FVAO | historical reports | NONRES | No | UNK | UNK | 1966 | N/A |  | NA | NA | NA
64514 | 131H N WATER ST | No | No | NA | UNK-NOLG | NO | #VALUE! | PLB | UNK-NOLG | #VALUE! | 1966 | NON-LEAD | FVAO | historical reports | NONRES | No | UNK | UNK | 1966 | N/A |  | NA | NA | NA
64515 | 131I N WATER ST | No | No | NA | UNK-NOLG | NO | #VALUE! | PLB | UNK-NOLG | #VALUE! | 1966 | NON-LEAD | FVAO | historical reports | NONRES | No | UNK | UNK | 1966 | N/A |  | NA | NA | NA
64516 | 131J N WATER ST | No | No | NA | UNK-NOLG | NO | #VALUE! | PLB | UNK-NOLG | #VALUE! | 1966 | NON-LEAD | FVAO | historical reports | NONRES | No | UNK | UNK | 1966 | N/A |  | NA | NA | NA
64517 | 131K N WATER ST | No | No | NA | UNK-NOLG | NO | #VALUE! | PLB | UNK-NOLG | #VALUE! | 1966 | NON-LEAD | FVAO | historical reports | SF | No | UNK | UNK | 1966 | N/A |  | NA | NA | NA
64522 | 131L N WATER ST | No | No | NA | UNK-NOLG | NO | #VALUE! | PLB | UNK-NOLG | #VALUE! | 1966 | NON-LEAD | FVAO | historical reports | SF | No | UNK | UNK | 1966 | N/A |  | NA | NA | NA
66626 | 17A N WATER ST | No | No | NA | UNK-NOLG | NO | #VALUE! | PLB | UNK-NOLG | #VALUE! | 1972 | NON-LEAD | FVAO | historical reports | SF | No | UNK | UNK | 1972 | N/A |  | NA | NA | NA
66627 | 17B N WATER ST | No | No | NA | UNK-NOLG | NO | #VALUE! | PLB | UNK-NOLG | #VALUE! | 1972 | NON-LEAD | FVAO | historical reports | SF | No | UNK | UNK | 1972 | N/A |  | NA | NA | NA
66505 | 21A N WATER ST | No | No | NA | UNK-NOLG | NO | #VALUE! | PLB | UNK-NOLG | #VALUE! | PLB | NON-LEAD | FVAO | historical reports | SF | No | UNK | UNK | #N/A | N/A |  | NA | NA | NA
66311 | 27A N WATER ST | No | No | NA | UNK-NOLG | NO | #VALUE! | PLB | UNK-NOLG | #VALUE! | 1970 | NON-LEAD | FVAO | historical reports | NONRES | No | UNK | UNK | 1970 | N/A |  | NA | NA | NA
66502 | 27B N WATER ST | No | No | NA | UNK-NOLG | NO | #VALUE! | PLB | UNK-NOLG | #VALUE! | 1970 | NON-LEAD | FVAO | historical reports | SF | No | UNK | UNK | 1970 | N/A |  | NA | NA | NA
66503 | 27C N WATER ST | No | No | NA | UNK-NOLG | NO | #VALUE! | PLB | UNK-NOLG | #VALUE! | 1970 | NON-LEAD | FVAO | historical reports | SF | No | UNK | UNK | 1970 | N/A |  | NA | NA | NA
66504 | 27D N WATER ST | No | No | NA | UNK-NOLG | NO | #VALUE! | PLB | UNK-NOLG | #VALUE! | 1970 | NON-LEAD | FVAO | historical reports | SF | No | UNK | UNK | 1970 | N/A |  | NA | NA | NA
66593 | 38A N WATER ST | No | No | NA | UNK-NOLG | NO | #VALUE! | PLB | UNK-NOLG | #VALUE! | 1984 | NON-LEAD | FVAO | historical reports | NONRES | No | UNK | UNK | 1984 | N/A |  | NA | NA | NA
66594 | 38B N WATER ST | No | No | NA | UNK-NOLG | NO | #VALUE! | PLB | UNK-NOLG | #VALUE! | 1984 | NON-LEAD | FVAO | historical reports | SF | No | UNK | UNK | 1984 | N/A |  | NA | NA | NA
66595 | 38C N WATER ST | No | No | NA | UNK-NOLG | NO | #VALUE! | PLB | UNK-NOLG | #VALUE! | 1984 | NON-LEAD | FVAO | historical reports | SF | No | UNK | UNK | 1984 | N/A |  | NA | NA | NA
66216 | 38D N WATER ST | No | No | NA | UNK-NOLG | NO | #VALUE! | PLB | UNK-NOLG | #VALUE! | 1984 | NON-LEAD | FVAO | historical reports | NONRES | No | UNK | UNK | 1984 | N/A |  | NA | NA | NA
66616 | 46B N WATER ST | No | No | NA | UNK-NOLG | NO | #VALUE! | PLB | UNK-NOLG | #VALUE! | PLB | NON-LEAD | FVAO | historical reports | SF | No | UNK | UNK | #N/A | N/A |  | NA | NA | NA
66617 | 46C N WATER ST | No | No | NA | UNK-NOLG | NO | #VALUE! | PLB | UNK-NOLG | #VALUE! | 1974 | NON-LEAD | FVAO | historical reports | SF | No | UNK | UNK | 1974 | N/A |  | NA | NA | NA
66302 | 51A N WATER ST | No | No | NA | UNK-NOLG | NO | #VALUE! | PLB | UNK-NOLG | #VALUE! | 1870 | NON-LEAD | FVAO | historical reports | NONRES | No | UNK | UNK | 1870 | N/A |  | NA | NA | NA
66614 | 56B N WATER ST | No | No | NA | UNK-NOLG | NO | #VALUE! | PLB | UNK-NOLG | #VALUE! | 1798 | NON-LEAD | FVAO | historical reports | NONRES | No | UNK | UNK | 1798 | N/A |  | NA | NA | NA
66547 | 59A N WATER ST | No | No | NA | UNK-NOLG | NO | #VALUE! | ALB | UNK-NOLG | #VALUE! | 1986 | NON-LEAD | FVAO | historical reports | NONRES | No | UNK | UNK | 1986 | N/A |  | NA | NA | NA
66676 | 6D N WATER ST | No | No | NA | UNK-NOLG | NO | #VALUE! | PLB | UNK-NOLG | #VALUE! | PLB | NON-LEAD | FVAO | historical reports | SF | No | UNK | UNK | #N/A | N/A |  | NA | NA | NA
66690 | 91A N WATER ST | No | No | NA | UNK-NOLG | NO | #VALUE! | PLB | UNK-NOLG | #VALUE! | 1978 | NON-LEAD | FVAO | historical reports | SF | No | UNK | UNK | 1978 | N/A |  | NA | NA | NA
66664 | 99A N WATER ST | No | No | NA | UNK-NOLG | NO | #VALUE! | ALB | UNK-NOLG | #VALUE! | 1987 | NON-LEAD | FVAO | historical reports | SF | No | UNK | UNK | 1987 | N/A |  | NA | NA | NA
66715 | 99B N WATER ST | No | No | NA | UNK-NOLG | NO | #VALUE! | ALB | UNK-NOLG | #VALUE! | 1987 | NON-LEAD | FVAO | historical reports | SF | No | UNK | UNK | 1987 | N/A |  | NA | NA | NA
66731 | 108 N WATER ST (SPRINKLER) | No | No | NA | UNK-NOLG | NO | #VALUE! | PLB | UNK-NOLG | #VALUE! | 1890 | NON-LEAD | FVAO | historical reports | SF | No | UNK | UNK | 1890 | N/A |  | NA | NA | NA
52574 | 10 NAVY WAY | No | No | NA | UNK-NOLG | NO | #VALUE! | PLB | UNK-NOLG | #VALUE! | 1978 | NON-LEAD | FVAO | historical reports | SF | No | UNK | UNK | 1978 | N/A |  | NA | NA | NA
52567 | 11 NAVY WAY | No | No | NA | UNK-NOLG | NO | #VALUE! | PLB | UNK-NOLG | #VALUE! | 1979 | NON-LEAD | FVAO | historical reports | SF | No | UNK | UNK | 1979 | N/A |  | NA | NA | NA
52566 | 13 NAVY WAY | No | No | NA | UNK-NOLG | NO | #VALUE! | PLB | UNK-NOLG | #VALUE! | 1978 | NON-LEAD | FVAO | historical reports | SF | No | UNK | UNK | 1978 | N/A |  | NA | NA | NA
52575 | 16 NAVY WAY | No | No | NA | UNK-NOLG | NO | #VALUE! | PLB | UNK-NOLG | #VALUE! | 1978 | NON-LEAD | FVAO | historical reports | SF | No | UNK | UNK | 1978 | N/A |  | NA | NA | NA
52564 | 17 NAVY WAY | No | No | NA | UNK-NOLG | NO | #VALUE! | PLB | UNK-NOLG | #VALUE! | 1978 | NON-LEAD | FVAO | historical reports | SF | No | UNK | UNK | 1978 | N/A |  | NA | NA | NA
52577 | 24 NAVY WAY | No | No | NA | UNK-NOLG | NO | #VALUE! | ALB | UNK-NOLG | #VALUE! | 2013 | NON-LEAD | FVAO | historical reports | SF | No | UNK | UNK | 2013 | N/A |  | NA | NA | NA
28077 | 2 NIGHT HERON RD | No | No | NA | UNK-NOLG | NO | #VALUE! | PLB | UNK-NOLG | #VALUE! | 1978 | NON-LEAD | FVAO | historical reports | SF | No | UNK | UNK | 1978 | N/A |  | NA | NA | NA
28139 | 7 NIGHT HERON RD | No | No | NA | UNK-NOLG | NO | #VALUE! | PLB | UNK-NOLG | #VALUE! | 1978 | NON-LEAD | FVAO | historical reports | SF | No | UNK | UNK | 1978 | N/A |  | NA | NA | NA
28130 | 8 NIGHT HERON RD | No | No | NA | UNK-NOLG | NO | #VALUE! | PLB | UNK-NOLG | #VALUE! | 1930 | NON-LEAD | FVAO | historical reports | SF | No | UNK | UNK | 1930 | N/A |  | NA | NA | NA
28138 | 9 NIGHT HERON RD | No | No | NA | UNK-NOLG | NO | #VALUE! | PLB | UNK-NOLG | #VALUE! | 1938 | NON-LEAD | FVAO | historical reports | SF | No | UNK | UNK | 1938 | N/A |  | NA | NA | NA
28131 | 10 NIGHT HERON RD | No | No | NA | UNK-NOLG | NO | #VALUE! | PLB | UNK-NOLG | #VALUE! | 1970 | NON-LEAD | FVAO | historical reports | SF | No | UNK | UNK | 1970 | N/A |  | NA | NA | NA
28137 | 11 NIGHT HERON RD | No | No | NA | UNK-NOLG | NO | #VALUE! | ALB | UNK-NOLG | #VALUE! | 2011 | NON-LEAD | FVAO | historical reports | SF | No | UNK | UNK | 2011 | N/A |  | NA | NA | NA
28228 | 12 NIGHT HERON RD | No | No | NA | UNK-NOLG | NO | #VALUE! | PLB | UNK-NOLG | #VALUE! | 1976 | NON-LEAD | FVAO | historical reports | SF | No | UNK | UNK | 1976 | N/A |  | NA | NA | NA
28164 | 15 NIGHT HERON RD | No | No | NA | UNK-NOLG | NO | #VALUE! | PLB | UNK-NOLG | #VALUE! | 1982 | NON-LEAD | FVAO | historical reports | SF | No | UNK | UNK | 1982 | N/A |  | NA | NA | NA
28165 | 16 NIGHT HERON RD | No | No | NA | UNK-NOLG | NO | #VALUE! | PLB | UNK-NOLG | #VALUE! | 1978 | NON-LEAD | FVAO | historical reports | SF | No | UNK | UNK | 1978 | N/A |  | NA | NA | NA
28163 | 17 NIGHT HERON RD | No | No | NA | UNK-NOLG | NO | #VALUE! | ALB | UNK-NOLG | #VALUE! | 1997 | NON-LEAD | FVAO | historical reports | SF | No | UNK | UNK | 1997 | N/A |  | NA | NA | NA
28166 | 18 NIGHT HERON RD | No | No | NA | UNK-NOLG | NO | #VALUE! | ALB | UNK-NOLG | #VALUE! | 1995 | NON-LEAD | FVAO | historical reports | SF | No | UNK | UNK | 1995 | N/A |  | NA | NA | NA
28162 | 19 NIGHT HERON RD | No | No | NA | UNK-NOLG | NO | #VALUE! | ALB | UNK-NOLG | #VALUE! | 1999 | NON-LEAD | FVAO | historical reports | SF | No | UNK | UNK | 1999 | N/A |  | NA | NA | NA
28632 | 20 NIGHT HERON RD | No | No | NA | UNK-NOLG | NO | #VALUE! | ALB | UNK-NOLG | #VALUE! | 2015 | NON-LEAD | FVAO | historical reports | SF | No | UNK | UNK | 2015 | N/A |  | NA | NA | NA
28161 | 21 NIGHT HERON RD | No | No | NA | UNK-NOLG | NO | #VALUE! | ALB | UNK-NOLG | #VALUE! | 1987 | NON-LEAD | FVAO | historical reports | SF | No | UNK | UNK | 1987 | N/A |  | NA | NA | NA
28168 | 22 NIGHT HERON RD | Yes | No | NA | UNK-NOLG | NO | #VALUE! | ALB | UNK-NOLG | #VALUE! | 2000 | NON-LEAD | FVAO | historical reports | SF | No | UNK | UNK | 2000 | R | 1 | NA | NA | NA
28160 | 23 NIGHT HERON RD | No | No | NA | UNK-NOLG | NO | #VALUE! | PLB | UNK-NOLG | #VALUE! | 1963 | NON-LEAD | FVAO | historical reports | SF | No | UNK | UNK | 1963 | N/A |  | NA | NA | NA
28169 | 24 NIGHT HERON RD | No | No | NA | UNK-NOLG | NO | #VALUE! | PLB | UNK-NOLG | #VALUE! | 1973 | NON-LEAD | FVAO | historical reports | SF | No | UNK | UNK | 1973 | N/A |  | NA | NA | NA
60012 | 21 NINETEENTH ST N | No | No | NA | UNK-NOLG | NO | #VALUE! | PLB | UNK-NOLG | #VALUE! | 1981 | NON-LEAD | FVAO | historical reports | SF | No | UNK | UNK | 1981 | N/A |  | NA | NA | NA
60524 | 29 NINETEENTH ST N | No | No | NA | UNK-NOLG | NO | #VALUE! | ALB | UNK-NOLG | #VALUE! | 2018 | NON-LEAD | FVAO | historical reports | SF | No | UNK | UNK | 2018 | N/A |  | NA | NA | NA
60520 | 49 NINETEENTH ST N | No | No | NA | UNK-NOLG | NO | #VALUE! | ALB | UNK-NOLG | #VALUE! | 1988 | NON-LEAD | FVAO | historical reports | SF | No | UNK | UNK | 1988 | N/A |  | NA | NA | NA
60049 | 57 NINETEENTH ST N | No | No | NA | UNK-NOLG | NO | #VALUE! | PLB | UNK-NOLG | #VALUE! | 1948 | NON-LEAD | FVAO | historical reports | SF | No | UNK | UNK | 1948 | N/A |  | NA | NA | NA
60048 | 61 NINETEENTH ST N | No | No | NA | UNK-NOLG | NO | #VALUE! | PLB | UNK-NOLG | #VALUE! | 1935 | NON-LEAD | FVAO | historical reports | SF | No | UNK | UNK | 1935 | N/A |  | NA | NA | NA
60047 | 65 NINETEENTH ST N | No | No | NA | UNK-NOLG | NO | #VALUE! | PLB | UNK-NOLG | #VALUE! | 1968 | NON-LEAD | FVAO | historical reports | SF | No | UNK | UNK | 1968 | N/A |  | NA | NA | NA
57242 | 41 NINTH ST N | No | No | NA | UNK-NOLG | NO | #VALUE! | PLB | UNK-NOLG | #VALUE! | 1983 | NON-LEAD | FVAO | historical reports | SF | No | UNK | UNK | 1983 | N/A |  | NA | NA | NA
57238 | 57 NINTH ST N | No | No | NA | UNK-NOLG | NO | #VALUE! | PLB | UNK-NOLG | #VALUE! | 1976 | NON-LEAD | FVAO | historical reports | SF | No | UNK | UNK | 1976 | N/A |  | NA | NA | NA
57222 | 72 NINTH ST N | No | No | NA | UNK-NOLG | NO | #VALUE! | PLB | UNK-NOLG | #VALUE! | 2007 | NON-LEAD | FVAO | historical reports | SF | No | UNK | UNK | 2007 | N/A |  | NA | NA | NA
57217 | 8 NINTH ST S | No | No | NA | UNK-NOLG | NO | #VALUE! | ALB | UNK-NOLG | #VALUE! | 1999 | NON-LEAD | FVAO | historical reports | SF | No | UNK | UNK | 1999 | N/A |  | NA | NA | NA
67063 | NORA'S LN | No | No | NA | UNK-NOLG | NO | #VALUE! | PLB | UNK-NOLG | #VALUE! | 1978 | NON-LEAD | FVAO | historical reports | SF | No | UNK | UNK | 1978 | N/A |  | NA | NA | NA
36109 | 3 NORCROSS DR | No | No | NA | UNK-NOLG | NO | #VALUE! | PLB | UNK-NOLG | #VALUE! | 1977 | NON-LEAD | FVAO | historical reports | SF | No | UNK | UNK | 1977 | N/A |  | NA | NA | NA
36695 | 6 NORCROSS DR | No | No | NA | UNK-NOLG | NO | #VALUE! | ALB | UNK-NOLG | #VALUE! | 2015 | NON-LEAD | FVAO | historical reports | SF | No | UNK | UNK | 2015 | N/A |  | NA | NA | NA
36779 | 3A NORCROSS DR | No | No | NA | UNK-NOLG | NO | #VALUE! | PLB | UNK-NOLG | #VALUE! | 1977 | NON-LEAD | FVAO | historical reports | SF | No | UNK | UNK | 1977 | N/A |  | NA | NA | NA
67039 | 1 NORTH ST | No | No | NA | UNK-NOLG | NO | #VALUE! | PLB | UNK-NOLG | #VALUE! | 1985 | NON-LEAD | FVAO | historical reports | SF | No | UNK | UNK | 1985 | N/A |  | NA | NA | NA
67038 | 19 NORTH ST | No | No | NA | UNK-NOLG | NO | #VALUE! | PLB | UNK-NOLG | #VALUE! | 1940 | NON-LEAD | FVAO | historical reports | SF | No | UNK | UNK | 1940 | A | 1 | NA | NA | NA
67513 | 31 NORTH ST | No | No | NA | UNK-NOLG | NO | #VALUE! | PLB | UNK-NOLG | #VALUE! | 1978 | NON-LEAD | FVAO | historical reports | SF | No | UNK | UNK | 1978 | N/A |  | NA | NA | NA
63543 | 32 NORTON ORCHARD RD | No | No | NA | UNK-NOLG | NO | #VALUE! | ALB | UNK-NOLG | #VALUE! | 2012 | NON-LEAD | FVAO | historical reports | SF | No | UNK | UNK | 2012 | N/A |  | NA | NA | NA
63126 | 44 NORTON ORCHARD RD | No | No | NA | UNK-NOLG | NO | #VALUE! | ALB | UNK-NOLG | #VALUE! | 2001 | NON-LEAD | FVAO | historical reports | SF | No | UNK | UNK | 2001 | N/A |  | NA | NA | NA
63107 | 50 NORTON ORCHARD RD | No | No | NA | UNK-NOLG | NO | #VALUE! | PLB | UNK-NOLG | #VALUE! | 1966 | NON-LEAD | FVAO | historical reports | SF | No | UNK | UNK | 1966 | N/A |  | NA | NA | NA
63105 | 54 NORTON ORCHARD RD | No | No | NA | UNK-NOLG | NO | #VALUE! | PLB | UNK-NOLG | #VALUE! | 1975 | NON-LEAD | FVAO | historical reports | SF | No | UNK | UNK | 1975 | N/A |  | NA | NA | NA
63103 | 57 NORTON ORCHARD RD | No | No | NA | UNK-NOLG | NO | #VALUE! | PLB | UNK-NOLG | #VALUE! | 1968 | NON-LEAD | FVAO | historical reports | SF | No | UNK | UNK | 1968 | N/A |  | NA | NA | NA
63102 | 60 NORTON ORCHARD RD | No | No | NA | UNK-NOLG | NO | #VALUE! | ALB | UNK-NOLG | #VALUE! | 2013 | NON-LEAD | FVAO | historical reports | SF | No | UNK | UNK | 2013 | N/A |  | NA | NA | NA
63051 | 63 NORTON ORCHARD RD | No | No | NA | UNK-NOLG | NO | #VALUE! | PLB | UNK-NOLG | #VALUE! | 1943 | NON-LEAD | FVAO | historical reports | SF | No | UNK | UNK | 1943 | N/A |  | NA | NA | NA
63052 | 64 NORTON ORCHARD RD | No | No | NA | UNK-NOLG | NO | #VALUE! | PLB | UNK-NOLG | #VALUE! | 1984 | NON-LEAD | FVAO | historical reports | SF | No | UNK | UNK | 1984 | N/A |  | NA | NA | NA
63048 | 69 NORTON ORCHARD RD | No | No | NA | UNK-NOLG | NO | #VALUE! | PLB | UNK-NOLG | #VALUE! | 1935 | NON-LEAD | FVAO | historical reports | SF | No | UNK | UNK | 1935 | N/A |  | NA | NA | NA
63047 | 70 NORTON ORCHARD RD | No | No | NA | UNK-NOLG | NO | #VALUE! | PLB | UNK-NOLG | #VALUE! | 1968 | NON-LEAD | FVAO | historical reports | SF | No | UNK | UNK | 1968 | N/A |  | NA | NA | NA
63038 | 75 NORTON ORCHARD RD | No | No | NA | UNK-NOLG | NO | #VALUE! | PLB | UNK-NOLG | #VALUE! | 1974 | NON-LEAD | FVAO | historical reports | SF | No | UNK | UNK | 1974 | N/A |  | NA | NA | NA
63039 | 76 NORTON ORCHARD RD | No | No | NA | UNK-NOLG | NO | #VALUE! | PLB | UNK-NOLG | #VALUE! | 1985 | NON-LEAD | FVAO | historical reports | SF | No | UNK | UNK | 1985 | N/A |  | NA | NA | NA
63035 | 83 NORTON ORCHARD RD | No | No | NA | UNK-NOLG | NO | #VALUE! | ALB | UNK-NOLG | #VALUE! | 1997 | NON-LEAD | FVAO | historical reports | SF | No | UNK | UNK | 1997 | N/A |  | NA | NA | NA
63034 | 85 NORTON ORCHARD RD | No | No | NA | UNK-NOLG | NO | #VALUE! | PLB | UNK-NOLG | #VALUE! | 1972 | NON-LEAD | FVAO | historical reports | SF | No | UNK | UNK | 1972 | N/A |  | NA | NA | NA
63562 | 44A NORTON ORCHARD RD | No | No | NA | UNK-NOLG | NO | #VALUE! | ALB | UNK-NOLG | #VALUE! | 2001 | NON-LEAD | FVAO | historical reports | SF | No | UNK | UNK | 2001 | N/A |  | NA | NA | NA
63590 | 83A NORTON ORCHARD RD | No | No | NA | UNK-NOLG | NO | #VALUE! | ALB | UNK-NOLG | #VALUE! | 1997 | NON-LEAD | FVAO | historical reports | SF | No | UNK | UNK | 1997 | N/A |  | NA | NA | NA
66025 | 7 NORTON ST | No | No | NA | UNK-NOLG | NO | #VALUE! | PLB | UNK-NOLG | #VALUE! | 1930 | NON-LEAD | FVAO | historical reports | SF | No | UNK | UNK | 1930 | N/A |  | NA | NA | NA
65190 | 9 NORTON ST | No | No | NA | UNK-NOLG | NO | #VALUE! | PLB | UNK-NOLG | #VALUE! | 1979 | NON-LEAD | FVAO | historical reports | SF | No | UNK | UNK | 1979 | N/A |  | NA | NA | NA
65144 | 10 NORTON ST | No | No | NA | UNK-NOLG | NO | #VALUE! | ALB | UNK-NOLG | #VALUE! | 1990 | NON-LEAD | FVAO | historical reports | SF | No | UNK | UNK | 1990 | N/A |  | NA | NA | NA
65516 | 11 NORTON ST | No | No | NA | UNK-NOLG | NO | #VALUE! | PLB | UNK-NOLG | #VALUE! | 1979 | NON-LEAD | FVAO | historical reports | SF | No | UNK | UNK | 1979 | N/A |  | NA | NA | NA
65196 | 12 NORTON ST | No | No | NA | UNK-NOLG | NO | #VALUE! | PLB | UNK-NOLG | #VALUE! | 1880 | NON-LEAD | FVAO | historical reports | SF | No | UNK | UNK | 1880 | N/A |  | NA | NA | NA
65195 | 14 NORTON ST | No | No | NA | UNK-NOLG | NO | #VALUE! | PLB | UNK-NOLG | #VALUE! | 1970 | NON-LEAD | FVAO | historical reports | SF | No | UNK | UNK | 1970 | N/A |  | NA | NA | NA
65193 | 18 NORTON ST | No | No | NA | UNK-NOLG | NO | #VALUE! | PLB | UNK-NOLG | #VALUE! | 1930 | NON-LEAD | FVAO | historical reports | SF | No | UNK | UNK | 1930 | N/A |  | NA | NA | NA
65543 | 19 NORTON ST | No | No | NA | UNK-NOLG | NO | #VALUE! | PLB | UNK-NOLG | #VALUE! | 1979 | NON-LEAD | FVAO | historical reports | SF | No | UNK | UNK | 1979 | N/A |  | NA | NA | NA
65189 | 21 NORTON ST | No | No | NA | UNK-NOLG | NO | #VALUE! | PLB | UNK-NOLG | #VALUE! | 1979 | NON-LEAD | FVAO | historical reports | SF | No | UNK | UNK | 1979 | N/A |  | NA | NA | NA
65191 | 22 NORTON ST | No | No | NA | UNK-NOLG | NO | #VALUE! | PLB | UNK-NOLG | #VALUE! | 1958 | NON-LEAD | FVAO | historical reports | SF | No | UNK | UNK | 1958 | N/A |  | NA | NA | NA
65517 | 11A NORTON ST | No | No | NA | UNK-NOLG | NO | #VALUE! | PLB | UNK-NOLG | #VALUE! | 1979 | NON-LEAD | FVAO | historical reports | SF | No | UNK | UNK | 1979 | N/A |  | NA | NA | NA
65515 | 9A NORTON ST | No | No | NA | UNK-NOLG | NO | #VALUE! | PLB | UNK-NOLG | #VALUE! | 1979 | NON-LEAD | FVAO | historical reports | SF | No | UNK | UNK | 1979 | N/A |  | NA | NA | NA
36601 | 1 OLD DUNHAM'S CORNER WAY | No | No | NA | UNK-NOLG | NO | #VALUE! | ALB | UNK-NOLG | #VALUE! | 1990 | NON-LEAD | FVAO | historical reports | SF | No | UNK | UNK | 1990 | N/A |  | NA | NA | NA
36606 | 2 OLD DUNHAM'S CORNER WAY | No | No | NA | UNK-NOLG | NO | #VALUE! | ALB | UNK-NOLG | #VALUE! | 1990 | NON-LEAD | FVAO | historical reports | SF | No | UNK | UNK | 1990 | N/A |  | NA | NA | NA
36602 | 3 OLD DUNHAM'S CORNER WAY | No | No | NA | UNK-NOLG | NO | #VALUE! | PLB | UNK-NOLG | #VALUE! | PLB | NON-LEAD | FVAO | historical reports | SF | No | UNK | UNK | #N/A | N/A |  | NA | NA | NA
36607 | 4 OLD DUNHAM'S CORNER WAY | No | No | NA | UNK-NOLG | NO | #VALUE! | ALB | UNK-NOLG | #VALUE! | 1990 | NON-LEAD | FVAO | historical reports | SF | No | UNK | UNK | 1990 | N/A |  | NA | NA | NA
36608 | 6 OLD DUNHAM'S CORNER WAY | No | No | NA | UNK-NOLG | NO | #VALUE! | ALB | UNK-NOLG | #VALUE! | 1990 | NON-LEAD | FVAO | historical reports | SF | No | UNK | UNK | 1990 | N/A |  | NA | NA | NA
36604 | 7 OLD DUNHAM'S CORNER WAY | No | No | NA | UNK-NOLG | NO | #VALUE! | ALB | UNK-NOLG | #VALUE! | 1990 | NON-LEAD | FVAO | historical reports | SF | No | UNK | UNK | 1990 | N/A |  | NA | NA | NA
36609 | 8 OLD DUNHAM'S CORNER WAY | No | No | NA | UNK-NOLG | NO | #VALUE! | ALB | UNK-NOLG | #VALUE! | 1990 | NON-LEAD | FVAO | historical reports | SF | No | UNK | UNK | 1990 | N/A |  | NA | NA | NA
36605 | 9 OLD DUNHAM'S CORNER WAY | No | No | NA | UNK-NOLG | NO | #VALUE! | ALB | UNK-NOLG | #VALUE! | 1990 | NON-LEAD | FVAO | historical reports | SF | No | UNK | UNK | 1990 | N/A |  | NA | NA | NA
36610 | 10 OLD DUNHAM'S CORNER WAY | No | No | NA | UNK-NOLG | NO | #VALUE! | PLB | UNK-NOLG | #VALUE! | PLB | NON-LEAD | FVAO | historical reports | SF | No | UNK | UNK | #N/A | N/A |  | NA | NA | NA
36624 | 15 OLD DUNHAM'S CORNER WAY | No | No | NA | UNK-NOLG | NO | #VALUE! | ALB | UNK-NOLG | #VALUE! | 1990 | NON-LEAD | FVAO | historical reports | SF | No | UNK | UNK | 1990 | N/A |  | NA | NA | NA
36621 | 16 OLD DUNHAM'S CORNER WAY | No | No | NA | UNK-NOLG | NO | #VALUE! | ALB | UNK-NOLG | #VALUE! | 1990 | NON-LEAD | FVAO | historical reports | SF | No | UNK | UNK | 1990 | N/A |  | NA | NA | NA
36625 | 17 OLD DUNHAM'S CORNER WAY | No | No | NA | UNK-NOLG | NO | #VALUE! | ALB | UNK-NOLG | #VALUE! | 1990 | NON-LEAD | FVAO | historical reports | SF | No | UNK | UNK | 1990 | N/A |  | NA | NA | NA
36622 | 18 OLD DUNHAM'S CORNER WAY | No | No | NA | UNK-NOLG | NO | #VALUE! | ALB | UNK-NOLG | #VALUE! | 1990 | NON-LEAD | FVAO | historical reports | SF | No | UNK | UNK | 1990 | N/A |  | NA | NA | NA
36626 | 19 OLD DUNHAM'S CORNER WAY | No | No | NA | UNK-NOLG | NO | #VALUE! | ALB | UNK-NOLG | #VALUE! | 1990 | NON-LEAD | FVAO | historical reports | SF | No | UNK | UNK | 1990 | N/A |  | NA | NA | NA
36623 | 20 OLD DUNHAM'S CORNER WAY | No | No | NA | UNK-NOLG | NO | #VALUE! | ALB | UNK-NOLG | #VALUE! | 1990 | NON-LEAD | FVAO | historical reports | SF | No | UNK | UNK | 1990 | N/A |  | NA | NA | NA
36627 | 21 OLD DUNHAM'S CORNER WAY | No | No | NA | UNK-NOLG | NO | #VALUE! | ALB | UNK-NOLG | #VALUE! | 1990 | NON-LEAD | FVAO | historical reports | SF | No | UNK | UNK | 1990 | N/A |  | NA | NA | NA
37628 | 22 OLD DUNHAM'S CORNER WAY | No | No | NA | UNK-NOLG | NO | #VALUE! | ALB | UNK-NOLG | #VALUE! | 1990 | NON-LEAD | FVAO | historical reports | SF | No | UNK | UNK | 1990 | N/A |  | NA | NA | NA
37630 | 23 OLD DUNHAM'S CORNER WAY | No | No | NA | UNK-NOLG | NO | #VALUE! | ALB | UNK-NOLG | #VALUE! | 1990 | NON-LEAD | FVAO | historical reports | SF | No | UNK | UNK | 1990 | N/A |  | NA | NA | NA
37629 | 24 OLD DUNHAM'S CORNER WAY | No | No | NA | UNK-NOLG | NO | #VALUE! | ALB | UNK-NOLG | #VALUE! | 1990 | NON-LEAD | FVAO | historical reports | SF | No | UNK | UNK | 1990 | N/A |  | NA | NA | NA
37631 | 25 OLD DUNHAM'S CORNER WAY | No | No | NA | UNK-NOLG | NO | #VALUE! | ALB | UNK-NOLG | #VALUE! | 1990 | NON-LEAD | FVAO | historical reports | SF | No | UNK | UNK | 1990 | N/A |  | NA | NA | NA
37632 | 27 OLD DUNHAM'S CORNER WAY | No | No | NA | UNK-NOLG | NO | #VALUE! | ALB | UNK-NOLG | #VALUE! | 1990 | NON-LEAD | FVAO | historical reports | SF | No | UNK | UNK | 1990 | N/A |  | NA | NA | NA
37637 | 29 OLD DUNHAM'S CORNER WAY | No | No | NA | UNK-NOLG | NO | #VALUE! | ALB | UNK-NOLG | #VALUE! | 1990 | NON-LEAD | FVAO | historical reports | SF | No | UNK | UNK | 1990 | N/A |  | NA | NA | NA
37633 | 30 OLD DUNHAM'S CORNER WAY | No | No | NA | UNK-NOLG | NO | #VALUE! | ALB | UNK-NOLG | #VALUE! | 1990 | NON-LEAD | FVAO | historical reports | SF | No | UNK | UNK | 1990 | N/A |  | NA | NA | NA
37636 | 31 OLD DUNHAM'S CORNER WAY | No | No | NA | UNK-NOLG | NO | #VALUE! | ALB | UNK-NOLG | #VALUE! | 1990 | NON-LEAD | FVAO | historical reports | SF | No | UNK | UNK | 1990 | N/A |  | NA | NA | NA
37634 | 32 OLD DUNHAM'S CORNER WAY | No | No | NA | UNK-NOLG | NO | #VALUE! | ALB | UNK-NOLG | #VALUE! | 1990 | NON-LEAD | FVAO | historical reports | SF | No | UNK | UNK | 1990 | N/A |  | NA | NA | NA
37635 | 33 OLD DUNHAM'S CORNER WAY | No | No | NA | UNK-NOLG | NO | #VALUE! | ALB | UNK-NOLG | #VALUE! | 1990 | NON-LEAD | FVAO | historical reports | SF | No | UNK | UNK | 1990 | N/A |  | NA | NA | NA
27418 | 1 OLD FARMS TRAIL | No | No | NA | UNK-NOLG | NO | #VALUE! | PLB | UNK-NOLG | #VALUE! | 2007 | NON-LEAD | FVAO | historical reports | SF | No | UNK | UNK | 2007 | N/A |  | NA | NA | NA
21719 | 4 OLD PURCHASE CIR | No | No | NA | UNK-NOLG | NO | #VALUE! | ALB | UNK-NOLG | #VALUE! | 1999 | NON-LEAD | FVAO | historical reports | SF | No | UNK | UNK | 1999 | N/A |  | NA | NA | NA
21718 | 8 OLD PURCHASE CIR | No | No | NA | UNK-NOLG | NO | #VALUE! | ALB | UNK-NOLG | #VALUE! | 1999 | NON-LEAD | FVAO | historical reports | SF | No | UNK | UNK | 1999 | N/A |  | NA | NA | NA
21717 | 90 OLD PURCHASE CIR | No | No | NA | UNK-NOLG | NO | #VALUE! | PLB | UNK-NOLG | #VALUE! | PLB | NON-LEAD | FVAO | historical reports | SF | No | UNK | UNK | #N/A | N/A |  | NA | NA | NA
22730 | 16 OLD PURCHASE RD | No | No | NA | UNK-NOLG | NO | #VALUE! | ALB | UNK-NOLG | #VALUE! | 1999 | NON-LEAD | FVAO | historical reports | SF | No | UNK | UNK | 1999 | N/A |  | NA | NA | NA
22729 | 24 OLD PURCHASE RD | No | No | NA | UNK-NOLG | NO | #VALUE! | ALB | UNK-NOLG | #VALUE! | 1999 | NON-LEAD | FVAO | historical reports | SF | No | UNK | UNK | 1999 | N/A |  | NA | NA | NA
21728 | 32 OLD PURCHASE RD | No | No | NA | UNK-NOLG | NO | #VALUE! | ALB | UNK-NOLG | #VALUE! | 1999 | NON-LEAD | FVAO | historical reports | SF | No | UNK | UNK | 1999 | N/A |  | NA | NA | NA
21701 | 35 OLD PURCHASE RD | No | No | NA | UNK-NOLG | NO | #VALUE! | ALB | UNK-NOLG | #VALUE! | 1999 | NON-LEAD | FVAO | historical reports | SF | No | UNK | UNK | 1999 | N/A |  | NA | NA | NA
21727 | 40 OLD PURCHASE RD | No | No | NA | UNK-NOLG | NO | #VALUE! | ALB | UNK-NOLG | #VALUE! | 1999 | NON-LEAD | FVAO | historical reports | SF | No | UNK | UNK | 1999 | N/A |  | NA | NA | NA
21702 | 41 OLD PURCHASE RD | Yes | No | NA | UNK-NOLG | NO | #VALUE! | ALB | UNK-NOLG | #VALUE! | 1999 | NON-LEAD | FVAO | historical reports | SF | No | UNK | UNK | 1999 | R | 1 | NA | NA | NA
21703 | 47 OLD PURCHASE RD | No | No | NA | UNK-NOLG | NO | #VALUE! | ALB | UNK-NOLG | #VALUE! | 1999 | NON-LEAD | FVAO | historical reports | SF | No | UNK | UNK | 1999 | N/A |  | NA | NA | NA
21726 | 48 OLD PURCHASE RD | No | No | NA | UNK-NOLG | NO | #VALUE! | PLB | UNK-NOLG | #VALUE! | 1985 | NON-LEAD | FVAO | historical reports | SF | No | UNK | UNK | 1985 | A | 1 | NA | NA | NA
21704 | 51 OLD PURCHASE RD | No | No | NA | UNK-NOLG | NO | #VALUE! | ALB | UNK-NOLG | #VALUE! | 1999 | NON-LEAD | FVAO | historical reports | SF | No | UNK | UNK | 1999 | N/A |  | NA | NA | NA
21705 | 55 OLD PURCHASE RD | No | No | NA | UNK-NOLG | NO | #VALUE! | ALB | UNK-NOLG | #VALUE! | 1999 | NON-LEAD | FVAO | historical reports | SF | No | UNK | UNK | 1999 | N/A |  | NA | NA | NA
21725 | 56 OLD PURCHASE RD | No | No | NA | UNK-NOLG | NO | #VALUE! | ALB | UNK-NOLG | #VALUE! | 1999 | NON-LEAD | FVAO | historical reports | SF | No | UNK | UNK | 1999 | N/A |  | NA | NA | NA
21706 | 59 OLD PURCHASE RD | No | No | NA | UNK-NOLG | NO | #VALUE! | ALB | UNK-NOLG | #VALUE! | 1999 | NON-LEAD | FVAO | historical reports | SF | No | UNK | UNK | 1999 | N/A |  | NA | NA | NA
21724 | 60 OLD PURCHASE RD | No | No | NA | UNK-NOLG | NO | #VALUE! | ALB | UNK-NOLG | #VALUE! | 1999 | NON-LEAD | FVAO | historical reports | SF | No | UNK | UNK | 1999 | N/A |  | NA | NA | NA
21707 | 65 OLD PURCHASE RD | Yes | No | NA | UNK-NOLG | NO | #VALUE! | ALB | UNK-NOLG | #VALUE! | 1999 | NON-LEAD | FVAO | historical reports | SF | No | UNK | UNK | 1999 | R | 1 | NA | NA | NA
21723 | 66 OLD PURCHASE RD | No | No | NA | UNK-NOLG | NO | #VALUE! | ALB | UNK-NOLG | #VALUE! | 1999 | NON-LEAD | FVAO | historical reports | SF | No | UNK | UNK | 1999 | N/A |  | NA | NA | NA
21722 | 70 OLD PURCHASE RD | Yes | No | NA | UNK-NOLG | NO | #VALUE! | PLB | UNK-NOLG | #VALUE! | 1985 | NON-LEAD | FVAO | historical reports | SF | No | UNK | UNK | 1985 | R | 1 | NA | NA | NA
21708 | 71 OLD PURCHASE RD | Yes | No | NA | UNK-NOLG | NO | #VALUE! | ALB | UNK-NOLG | #VALUE! | 1999 | NON-LEAD | FVAO | historical reports | SF | No | UNK | UNK | 1999 | R | 1 | NA | NA | NA
21709 | 75 OLD PURCHASE RD | No | No | NA | UNK-NOLG | NO | #VALUE! | ALB | UNK-NOLG | #VALUE! | 1999 | NON-LEAD | FVAO | historical reports | SF | No | UNK | UNK | 1999 | N/A |  | NA | NA | NA
21720 | 78 OLD PURCHASE RD | No | No | NA | UNK-NOLG | NO | #VALUE! | ALB | UNK-NOLG | #VALUE! | 1999 | NON-LEAD | FVAO | historical reports | SF | No | UNK | UNK | 1999 | N/A |  | NA | NA | NA
21710 | 79 OLD PURCHASE RD | No | No | NA | UNK-NOLG | NO | #VALUE! | ALB | UNK-NOLG | #VALUE! | 1999 | NON-LEAD | FVAO | historical reports | SF | No | UNK | UNK | 1999 | N/A |  | NA | NA | NA
21711 | 87 OLD PURCHASE RD | No | No | NA | UNK-NOLG | NO | #VALUE! | ALB | UNK-NOLG | #VALUE! | 1999 | NON-LEAD | FVAO | historical reports | SF | No | UNK | UNK | 1999 | A | 1 | NA | NA | NA
21712 | 91 OLD PURCHASE RD | No | No | NA | UNK-NOLG | NO | #VALUE! | ALB | UNK-NOLG | #VALUE! | 1999 | NON-LEAD | FVAO | historical reports | SF | No | UNK | UNK | 1999 | N/A |  | NA | NA | NA
21716 | 92 OLD PURCHASE RD | No | No | NA | UNK-NOLG | NO | #VALUE! | ALB | UNK-NOLG | #VALUE! | 1999 | NON-LEAD | FVAO | historical reports | SF | No | UNK | UNK | 1999 | N/A |  | NA | NA | NA
21715 | 94 OLD PURCHASE RD | No | No | NA | UNK-NOLG | NO | #VALUE! | ALB | UNK-NOLG | #VALUE! | 1999 | NON-LEAD | FVAO | historical reports | SF | No | UNK | UNK | 1999 | N/A |  | NA | NA | NA
21713 | 95 OLD PURCHASE RD | No | No | NA | UNK-NOLG | NO | #VALUE! | ALB | UNK-NOLG | #VALUE! | 1999 | NON-LEAD | FVAO | historical reports | SF | No | UNK | UNK | 1999 | N/A |  | NA | NA | NA
21714 | 99 OLD PURCHASE RD | No | No | NA | UNK-NOLG | NO | #VALUE! | ALB | UNK-NOLG | #VALUE! | 1999 | NON-LEAD | FVAO | historical reports | SF | No | UNK | UNK | 1999 | A | 1 | NA | NA | NA
28062 | 1 OLD SQUAW CIR | No | No | NA | UNK-NOLG | NO | #VALUE! | PLB | UNK-NOLG | #VALUE! | 1928 | NON-LEAD | FVAO | historical reports | SF | No | UNK | UNK | 1928 | N/A |  | NA | NA | NA
28061 | 3 OLD SQUAW CIR | No | No | NA | UNK-NOLG | NO | #VALUE! | PLB | UNK-NOLG | #VALUE! | 1976 | NON-LEAD | FVAO | historical reports | SF | No | UNK | UNK | 1976 | N/A |  | NA | NA | NA
28151 | 4 OLD SQUAW CIR | No | No | NA | UNK-NOLG | NO | #VALUE! | ALB | UNK-NOLG | #VALUE! | 1988 | NON-LEAD | FVAO | historical reports | SF | No | UNK | UNK | 1988 | N/A |  | NA | NA | NA
28060 | 5 OLD SQUAW CIR | No | No | NA | UNK-NOLG | NO | #VALUE! | PLB | UNK-NOLG | #VALUE! | 1966 | NON-LEAD | FVAO | historical reports | SF | No | UNK | UNK | 1966 | N/A |  | NA | NA | NA
28152 | 6 OLD SQUAW CIR | No | No | NA | UNK-NOLG | NO | #VALUE! | PLB | UNK-NOLG | #VALUE! | 1968 | NON-LEAD | FVAO | historical reports | SF | No | UNK | UNK | 1968 | N/A |  | NA | NA | NA
28059 | 7 OLD SQUAW CIR | No | No | NA | UNK-NOLG | NO | #VALUE! | PLB | UNK-NOLG | #VALUE! | 1946 | NON-LEAD | FVAO | historical reports | SF | No | UNK | UNK | 1946 | N/A |  | NA | NA | NA
28153 | 8 OLD SQUAW CIR | No | No | NA | UNK-NOLG | NO | #VALUE! | ALB | UNK-NOLG | #VALUE! | 2001 | NON-LEAD | FVAO | historical reports | SF | No | UNK | UNK | 2001 | A | 1 | NA | NA | NA
28058 | 9 OLD SQUAW CIR | No | No | NA | UNK-NOLG | NO | #VALUE! | PLB | UNK-NOLG | #VALUE! | 1945 | NON-LEAD | FVAO | historical reports | SF | No | UNK | UNK | 1945 | N/A |  | NA | NA | NA
28154 | 10 OLD SQUAW CIR | No | No | NA | UNK-NOLG | NO | #VALUE! | ALB | UNK-NOLG | #VALUE! | 2005 | NON-LEAD | FVAO | historical reports | SF | No | UNK | UNK | 2005 | N/A |  | NA | NA | NA
27326 | 3 OLD WINTUCKET WAY | No | No | NA | UNK-NOLG | NO | #VALUE! | ALB | UNK-NOLG | #VALUE! | 2001 | NON-LEAD | FVAO | historical reports | SF | No | UNK | UNK | 2001 | N/A |  | NA | NA | NA
27302 | 5 OLD WINTUCKET WAY | No | No | NA | UNK-NOLG | NO | #VALUE! | ALB | UNK-NOLG | #VALUE! | 2008 | NON-LEAD | FVAO | historical reports | SF | No | UNK | UNK | 2008 | N/A |  | NA | NA | NA
27303 | 7 OLD WINTUCKET WAY | No | No | NA | UNK-NOLG | NO | #VALUE! | PLB | UNK-NOLG | #VALUE! | 1890 | NON-LEAD | FVAO | historical reports | SF | No | UNK | UNK | 1890 | N/A |  | NA | NA | NA
27304 | 9 OLD WINTUCKET WAY | No | No | NA | UNK-NOLG | NO | #VALUE! | PLB | UNK-NOLG | #VALUE! | 1870 | NON-LEAD | FVAO | historical reports | SF | No | UNK | UNK | 1870 | N/A |  | NA | NA | NA
66008 | 7 OLIVER ST | No | No | NA | UNK-NOLG | NO | #VALUE! | ALB | UNK-NOLG | #VALUE! | 1998 | NON-LEAD | FVAO | historical reports | SF | No | UNK | UNK | 1998 | N/A |  | NA | NA | NA
66004 | 9 OLIVER ST | No | No | NA | UNK-NOLG | NO | #VALUE! | PLB | UNK-NOLG | #VALUE! | 1900 | NON-LEAD | FVAO | historical reports | SF | No | UNK | UNK | 1900 | N/A |  | NA | NA | NA
66585 | 15 OLIVER ST | No | No | NA | UNK-NOLG | NO | #VALUE! | ALB | UNK-NOLG | #VALUE! | 1986 | NON-LEAD | FVAO | historical reports | SF | No | UNK | UNK | 1986 | N/A |  | NA | NA | NA
65589 | 20 OLIVER ST | No | No | NA | UNK-NOLG | NO | #VALUE! | ALB | UNK-NOLG | #VALUE! | 1989 | NON-LEAD | FVAO | historical reports | SF | No | UNK | UNK | 1989 | N/A |  | NA | NA | NA
63003 | 21 OLIVER ST | No | No | NA | UNK-NOLG | NO | #VALUE! | ALB | UNK-NOLG | #VALUE! | 1986 | NON-LEAD | FVAO | historical reports | SF | No | UNK | UNK | 1986 | N/A |  | NA | NA | NA
65612 | 22 OLIVER ST | No | No | NA | UNK-NOLG | NO | #VALUE! | PLB | UNK-NOLG | #VALUE! | 1900 | NON-LEAD | FVAO | historical reports | SF | No | UNK | UNK | 1900 | N/A |  | NA | NA | NA
65558 | 23 OLIVER ST | No | No | NA | UNK-NOLG | NO | #VALUE! | PLB | UNK-NOLG | #VALUE! | 1984 | NON-LEAD | FVAO | historical reports | SF | No | UNK | UNK | 1984 | N/A |  | NA | NA | NA
65590 | 20A OLIVER ST | No | No | NA | UNK-NOLG | NO | #VALUE! | ALB | UNK-NOLG | #VALUE! | 1989 | NON-LEAD | FVAO | historical reports | SF | No | UNK | UNK | 1989 | N/A |  | NA | NA | NA
63551 | 1 ORCHARD LN | No | No | NA | UNK-NOLG | NO | #VALUE! | ALB | UNK-NOLG | #VALUE! | 1988 | NON-LEAD | FVAO | historical reports | SF | No | UNK | UNK | 1988 | N/A |  | NA | NA | NA
63546 | 2 ORCHARD LN | No | No | NA | UNK-NOLG | NO | #VALUE! | ALB | UNK-NOLG | #VALUE! | 1998 | NON-LEAD | FVAO | historical reports | SF | No | UNK | UNK | 1998 | N/A |  | NA | NA | NA
63550 | 3 ORCHARD LN | No | No | NA | UNK-NOLG | NO | #VALUE! | ALB | UNK-NOLG | #VALUE! | 1990 | NON-LEAD | FVAO | historical reports | SF | No | UNK | UNK | 1990 | N/A |  | NA | NA | NA
63547 | 4 ORCHARD LN | No | No | NA | UNK-NOLG | NO | #VALUE! | ALB | UNK-NOLG | #VALUE! | 1998 | NON-LEAD | FVAO | historical reports | SF | No | UNK | UNK | 1998 | N/A |  | NA | NA | NA
64076 | 20 ORR LN | No | No | NA | UNK-NOLG | NO | #VALUE! | PLB | UNK-NOLG | #VALUE! | 1966 | NON-LEAD | FVAO | historical reports | SF | No | UNK | UNK | 1966 | N/A |  | NA | NA | NA
64532 | 20A ORR LN | No | No | NA | UNK-NOLG | NO | #VALUE! | PLB | UNK-NOLG | #VALUE! | 1966 | NON-LEAD | FVAO | historical reports | SF | No | UNK | UNK | 1966 | N/A |  | NA | NA | NA
63049 | 14 ORRAN NORTON RD | No | No | NA | UNK-NOLG | NO | #VALUE! | PLB | UNK-NOLG | #VALUE! | 1948 | NON-LEAD | FVAO | historical reports | SF | No | UNK | UNK | 1948 | N/A |  | NA | NA | NA
63104 | 6 ORRAN NORTON WAY | No | No | NA | UNK-NOLG | NO | #VALUE! | PLB | UNK-NOLG | #VALUE! | 1978 | NON-LEAD | FVAO | historical reports | SF | No | UNK | UNK | 1978 | N/A |  | NA | NA | NA
63559 | 8 ORRAN NORTON WAY | No | No | NA | UNK-NOLG | NO | #VALUE! | PLB | UNK-NOLG | #VALUE! | 1968 | NON-LEAD | FVAO | historical reports | SF | No | UNK | UNK | 1968 | N/A |  | NA | NA | NA
63050 | 10 ORRAN NORTON WAY | No | No | NA | UNK-NOLG | NO | #VALUE! | PLB | UNK-NOLG | #VALUE! | 1950 | NON-LEAD | FVAO | historical reports | SF | No | UNK | UNK | 1950 | N/A |  | NA | NA | NA
63553 | 16 ORRAN NORTON WAY | No | No | NA | UNK-NOLG | NO | #VALUE! | ALB | UNK-NOLG | #VALUE! | 1992 | NON-LEAD | FVAO | historical reports | SF | No | UNK | UNK | 1992 | N/A |  | NA | NA | NA
63552 | 18 ORRAN NORTON WAY | No | No | NA | UNK-NOLG | NO | #VALUE! | ALB | UNK-NOLG | #VALUE! | 1990 | NON-LEAD | FVAO | historical reports | SF | No | UNK | UNK | 1990 | N/A |  | NA | NA | NA
63036 | 20 ORRAN NORTON WAY | No | No | NA | UNK-NOLG | NO | #VALUE! | PLB | UNK-NOLG | #VALUE! | 1970 | NON-LEAD | FVAO | historical reports | SF | No | UNK | UNK | 1970 | N/A |  | NA | NA | NA
63549 | 22 ORRAN NORTON WAY | No | No | NA | UNK-NOLG | NO | #VALUE! | ALB | UNK-NOLG | #VALUE! | 1988 | NON-LEAD | FVAO | historical reports | SF | No | UNK | UNK | 1988 | N/A |  | NA | NA | NA
63548 | 24 ORRAN NORTON WAY | No | No | NA | UNK-NOLG | NO | #VALUE! | ALB | UNK-NOLG | #VALUE! | 1988 | NON-LEAD | FVAO | historical reports | SF | No | UNK | UNK | 1988 | N/A |  | NA | NA | NA
64096 | 1 OX POND MEADOW | No | No | NA | UNK-NOLG | NO | #VALUE! | PLB | UNK-NOLG | #VALUE! | 1982 | NON-LEAD | FVAO | historical reports | SF | No | UNK | UNK | 1982 | N/A |  | NA | NA | NA
64545 | 2 OX POND MEADOW | No | No | NA | UNK-NOLG | NO | #VALUE! | PLB | UNK-NOLG | #VALUE! | 1975 | NON-LEAD | FVAO | historical reports | SF | No | UNK | UNK | 1975 | N/A |  | NA | NA | NA
64093 | 4 OX POND MEADOW | No | No | NA | UNK-NOLG | NO | #VALUE! | PLB | UNK-NOLG | #VALUE! | 1984 | NON-LEAD | FVAO | historical reports | SF | No | UNK | UNK | 1984 | N/A |  | NA | NA | NA
64535 | 1A OX POND MEADOW | No | No | NA | UNK-NOLG | NO | #VALUE! | PLB | UNK-NOLG | #VALUE! | 1982 | NON-LEAD | FVAO | historical reports | SF | No | UNK | UNK | 1982 | N/A |  | NA | NA | NA
36539 | 1 PAUL'S LN | No | No | NA | UNK-NOLG | NO | #VALUE! | PLB | UNK-NOLG | #VALUE! | 1982 | NON-LEAD | FVAO | historical reports | SF | No | UNK | UNK | 1982 | N/A |  | NA | NA | NA
36097 | 5 PAUL'S LN | No | No | NA | UNK-NOLG | NO | #VALUE! | ALB | UNK-NOLG | #VALUE! | 2004 | NON-LEAD | FVAO | historical reports | SF | No | UNK | UNK | 2004 | N/A |  | NA | NA | NA
29526 | 0 PEASE'S POINT RD | No | No | NA | UNK-NOLG | NO | #VALUE! | PLB | UNK-NOLG | #VALUE! | PLB | NON-LEAD | FVAO | historical reports | SF | No | UNK | UNK | #N/A | N/A |  | NA | NA | NA
29527 | 0 PEASE'S POINT RD | No | No | NA | UNK-NOLG | NO | #VALUE! | PLB | UNK-NOLG | #VALUE! | PLB | NON-LEAD | FVAO | historical reports | SF | No | UNK | UNK | #N/A | N/A |  | NA | NA | NA
29529 | 5 PEASE'S POINT RD | No | No | NA | UNK-NOLG | NO | #VALUE! | PLB | UNK-NOLG | #VALUE! | PLB | NON-LEAD | FVAO | historical reports | SF | No | UNK | UNK | #N/A | N/A |  | NA | NA | NA
29523 | 6 PEASE'S POINT RD | No | No | NA | UNK-NOLG | NO | #VALUE! | PLB | UNK-NOLG | #VALUE! | PLB | NON-LEAD | FVAO | historical reports | SF | No | UNK | UNK | #N/A | N/A |  | NA | NA | NA
29524 | 7 PEASE'S POINT RD | No | No | NA | UNK-NOLG | NO | #VALUE! | PLB | UNK-NOLG | #VALUE! | PLB | NON-LEAD | FVAO | historical reports | SF | No | UNK | UNK | #N/A | N/A |  | NA | NA | NA
29525 | 9 PEASE'S POINT RD | No | No | NA | UNK-NOLG | NO | #VALUE! | PLB | UNK-NOLG | #VALUE! | PLB | NON-LEAD | FVAO | historical reports | SF | No | UNK | UNK | #N/A | N/A |  | NA | NA | NA
29057 | 10 PEASE'S POINT RD | No | No | NA | UNK-NOLG | NO | #VALUE! | PLB | UNK-NOLG | #VALUE! | 1960 | NON-LEAD | FVAO | historical reports | SF | No | UNK | UNK | 1960 | N/A |  | NA | NA | NA
29535 | 11 PEASE'S POINT RD | No | No | NA | UNK-NOLG | NO | #VALUE! | ALB | UNK-NOLG | #VALUE! | 2004 | NON-LEAD | FVAO | historical reports | SF | No | UNK | UNK | 2004 | N/A |  | NA | NA | NA
29564 | 15 PEASE'S POINT RD | No | No | NA | UNK-NOLG | NO | #VALUE! | ALB | UNK-NOLG | #VALUE! | 2018 | NON-LEAD | FVAO | historical reports | SF | No | UNK | UNK | 2018 | N/A |  | NA | NA | NA
29593 | 9A PEASE'S POINT RD | No | No | NA | UNK-NOLG | NO | #VALUE! | PLB | UNK-NOLG | #VALUE! | PLB | NON-LEAD | FVAO | historical reports | SF | No | UNK | UNK | #N/A | N/A |  | NA | NA | NA
65522 | 0 PEASE'S POINT WAY | No | No | NA | UNK-NOLG | NO | #VALUE! | PLB | UNK-NOLG | #VALUE! | PLB | NON-LEAD | FVAO | historical reports | SF | No | UNK | UNK | #N/A | N/A |  | NA | NA | NA
66010 | 6 PEASE'S POINT WAY N | No | No | NA | UNK-NOLG | NO | #VALUE! | ALB | UNK-NOLG | #VALUE! | 1993 | NON-LEAD | FVAO | historical reports | SF | No | UNK | UNK | 1993 | N/A |  | NA | NA | NA
66009 | 10 PEASE'S POINT WAY N | No | No | NA | UNK-NOLG | NO | #VALUE! | ALB | UNK-NOLG | #VALUE! | 1996 | NON-LEAD | FVAO | historical reports | SF | No | UNK | UNK | 1996 | N/A |  | NA | NA | NA
66066 | 17 PEASE'S POINT WAY N | No | No | NA | UNK-NOLG | NO | #VALUE! | ALB | UNK-NOLG | #VALUE! | 2003 | NON-LEAD | FVAO | historical reports | SF | No | UNK | UNK | 2003 | N/A |  | NA | NA | NA
66074 | 46 PEASE'S POINT WAY N | No | No | NA | UNK-NOLG | NO | #VALUE! | PLB | UNK-NOLG | #VALUE! | 1920 | NON-LEAD | FVAO | historical reports | SF | No | UNK | UNK | 1920 | N/A |  | NA | NA | NA
66104 | 53 PEASE'S POINT WAY N | No | No | NA | UNK-NOLG | NO | #VALUE! | PLB | UNK-NOLG | #VALUE! | 1978 | NON-LEAD | FVAO | historical reports | SF | No | UNK | UNK | 1978 | N/A |  | NA | NA | NA
66098 | 59 PEASE'S POINT WAY N | No | No | NA | UNK-NOLG | NO | #VALUE! | PLB | UNK-NOLG | #VALUE! | 1968 | NON-LEAD | FVAO | historical reports | NONRES | No | UNK | UNK | 1968 | N/A |  | NA | NA | NA
66097 | 63 PEASE'S POINT WAY N | No | No | NA | UNK-NOLG | NO | #VALUE! | PLB | UNK-NOLG | #VALUE! | 1962 | NON-LEAD | FVAO | historical reports | SF | No | UNK | UNK | 1962 | N/A |  | NA | NA | NA
66094 | 67 PEASE'S POINT WAY N | No | No | NA | UNK-NOLG | NO | #VALUE! | PLB | UNK-NOLG | #VALUE! | 1975 | NON-LEAD | FVAO | historical reports | SF | No | UNK | UNK | 1975 | N/A |  | NA | NA | NA
66093 | 69 PEASE'S POINT WAY N | No | No | NA | UNK-NOLG | NO | #VALUE! | PLB | UNK-NOLG | #VALUE! | 1984 | NON-LEAD | FVAO | historical reports | SF | No | UNK | UNK | 1984 | N/A |  | NA | NA | NA
66083 | 74 PEASE'S POINT WAY N | No | No | NA | UNK-NOLG | NO | #VALUE! | PLB | UNK-NOLG | #VALUE! | 1972 | NON-LEAD | FVAO | historical reports | SF | No | UNK | UNK | 1972 | N/A |  | NA | NA | NA
64058 | 78 PEASE'S POINT WAY N | No | No | NA | UNK-NOLG | NO | #VALUE! | ALB | UNK-NOLG | #VALUE! | 2001 | NON-LEAD | FVAO | historical reports | SF | No | UNK | UNK | 2001 | N/A |  | NA | NA | NA
64526 | 80 PEASE'S POINT WAY N | No | No | NA | UNK-NOLG | NO | #VALUE! | ALB | UNK-NOLG | #VALUE! | 2001 | NON-LEAD | FVAO | historical reports | SF | No | UNK | UNK | 2001 | N/A |  | NA | NA | NA
64059 | 84 PEASE'S POINT WAY N | No | No | NA | UNK-NOLG | NO | #VALUE! | PLB | UNK-NOLG | #VALUE! | 1946 | NON-LEAD | FVAO | historical reports | SF | No | UNK | UNK | 1946 | N/A |  | NA | NA | NA
64544 | 85 PEASE'S POINT WAY N | No | No | NA | UNK-NOLG | NO | #VALUE! | ALB | UNK-NOLG | #VALUE! | 1999 | NON-LEAD | FVAO | historical reports | SF | No | UNK | UNK | 1999 | N/A |  | NA | NA | NA
64060 | 86 PEASE'S POINT WAY N | No | No | NA | UNK-NOLG | NO | #VALUE! | PLB | UNK-NOLG | #VALUE! | 1966 | NON-LEAD | FVAO | historical reports | SF | No | UNK | UNK | 1966 | N/A |  | NA | NA | NA
64081 | 87 PEASE'S POINT WAY N | No | No | NA | UNK-NOLG | NO | #VALUE! | ALB | UNK-NOLG | #VALUE! | 2017 | NON-LEAD | FVAO | historical reports | SF | No | UNK | UNK | 2017 | N/A |  | NA | NA | NA
64082 | 91 PEASE'S POINT WAY N | No | No | NA | UNK-NOLG | NO | #VALUE! | PLB | UNK-NOLG | #VALUE! | 1900 | NON-LEAD | FVAO | historical reports | SF | No | UNK | UNK | 1900 | N/A |  | NA | NA | NA
64596 | 98 PEASE'S POINT WAY N | No | No | NA | UNK-NOLG | NO | #VALUE! | PLB | UNK-NOLG | #VALUE! | 2007 | NON-LEAD | FVAO | historical reports | SF | No | UNK | UNK | 2007 | N/A |  | NA | NA | NA
64537 | 101 PEASE'S POINT WAY N | No | No | NA | UNK-NOLG | NO | #VALUE! | ALB | UNK-NOLG | #VALUE! | 1987 | NON-LEAD | FVAO | historical reports | SF | No | UNK | UNK | 1987 | N/A |  | NA | NA | NA
64595 | 102 PEASE'S POINT WAY N | No | No | NA | UNK-NOLG | NO | #VALUE! | ALB | UNK-NOLG | #VALUE! | 2006 | NON-LEAD | FVAO | historical reports | SF | No | UNK | UNK | 2006 | N/A |  | NA | NA | NA
64502 | 106 PEASE'S POINT WAY N | No | No | NA | UNK-NOLG | NO | #VALUE! | PLB | UNK-NOLG | #VALUE! | 1938 | NON-LEAD | FVAO | historical reports | SF | No | UNK | UNK | 1938 | N/A |  | NA | NA | NA
64587 | 107 PEASE'S POINT WAY N | No | No | NA | UNK-NOLG | NO | #VALUE! | PLB | UNK-NOLG | #VALUE! | 1975 | NON-LEAD | FVAO | historical reports | SF | No | UNK | UNK | 1975 | N/A |  | NA | NA | NA
64073 | 108 PEASE'S POINT WAY N | No | No | NA | UNK-NOLG | NO | #VALUE! | ALB | UNK-NOLG | #VALUE! | 2018 | NON-LEAD | FVAO | historical reports | SF | No | UNK | UNK | 2018 | N/A |  | NA | NA | NA
64088 | 111 PEASE'S POINT WAY N | No | No | NA | UNK-NOLG | NO | #VALUE! | ALB | UNK-NOLG | #VALUE! | 2008 | NON-LEAD | FVAO | historical reports | SF | No | UNK | UNK | 2008 | N/A |  | NA | NA | NA
64089 | 115 PEASE'S POINT WAY N | No | No | NA | UNK-NOLG | NO | #VALUE! | PLB | UNK-NOLG | #VALUE! | 1985 | NON-LEAD | FVAO | historical reports | SF | No | UNK | UNK | 1985 | N/A |  | NA | NA | NA
64589 | 121 PEASE'S POINT WAY N | No | No | NA | UNK-NOLG | NO | #VALUE! | PLB | UNK-NOLG | #VALUE! | 1985 | NON-LEAD | FVAO | historical reports | SF | No | UNK | UNK | 1985 | N/A |  | NA | NA | NA
64092 | 125 PEASE'S POINT WAY N | No | No | NA | UNK-NOLG | NO | #VALUE! | PLB | UNK-NOLG | #VALUE! | 1973 | NON-LEAD | FVAO | historical reports | SF | No | UNK | UNK | 1973 | N/A |  | NA | NA | NA
64087 | 107A PEASE'S POINT WAY N | No | No | NA | UNK-NOLG | NO | #VALUE! | PLB | UNK-NOLG | #VALUE! | 1975 | NON-LEAD | FVAO | historical reports | SF | No | UNK | UNK | 1975 | N/A |  | NA | NA | NA
64503 | 107B PEASE'S POINT WAY N | No | No | NA | UNK-NOLG | NO | #VALUE! | PLB | UNK-NOLG | #VALUE! | 1975 | NON-LEAD | FVAO | historical reports | SF | No | UNK | UNK | 1975 | N/A |  | NA | NA | NA
64501 | 125A PEASE'S POINT WAY N | No | No | NA | UNK-NOLG | NO | #VALUE! | PLB | UNK-NOLG | #VALUE! | PLB | NON-LEAD | FVAO | historical reports | SF | No | UNK | UNK | #N/A | N/A |  | NA | NA | NA
66581 | 63A PEASE'S POINT WAY N | No | No | NA | UNK-NOLG | NO | #VALUE! | PLB | UNK-NOLG | #VALUE! | 1962 | NON-LEAD | FVAO | historical reports | SF | No | UNK | UNK | 1962 | N/A |  | NA | NA | NA
66659 | 63B PEASE'S POINT WAY N | No | No | NA | UNK-NOLG | NO | #VALUE! | PLB | UNK-NOLG | #VALUE! | 1962 | NON-LEAD | FVAO | historical reports | SF | No | UNK | UNK | 1962 | N/A |  | NA | NA | NA
66648 | 72A PEASE'S POINT WAY N | No | No | NA | UNK-NOLG | NO | #VALUE! | PLB | UNK-NOLG | #VALUE! | 1972 | NON-LEAD | FVAO | historical reports | SF | No | UNK | UNK | 1972 | N/A |  | NA | NA | NA
66082 | 74A PEASE'S POINT WAY N | No | No | NA | UNK-NOLG | NO | #VALUE! | PLB | UNK-NOLG | #VALUE! | 1972 | NON-LEAD | FVAO | historical reports | SF | No | UNK | UNK | 1972 | N/A |  | NA | NA | NA
66048 | 5 PEASE'S POINT WAY S | No | No | NA | UNK-NOLG | NO | #VALUE! | PLB | UNK-NOLG | #VALUE! | 1935 | NON-LEAD | FVAO | historical reports | NONRES | No | UNK | UNK | 1935 | N/A |  | NA | NA | NA
66047 | 7 PEASE'S POINT WAY S | No | No | NA | UNK-NOLG | NO | #VALUE! | PLB | UNK-NOLG | #VALUE! | 1968 | NON-LEAD | FVAO | historical reports | SF | No | UNK | UNK | 1968 | N/A |  | NA | NA | NA
66804 | 8 PEASE'S POINT WAY S | No | No | NA | UNK-NOLG | NO | #VALUE! | PLB | UNK-NOLG | #VALUE! | 1953 | NON-LEAD | FVAO | historical reports | SF | No | UNK | UNK | 1953 | N/A |  | NA | NA | NA
66021 | 14 PEASE'S POINT WAY S | No | No | NA | UNK-NOLG | NO | #VALUE! | PLB | UNK-NOLG | #VALUE! | 1965 | NON-LEAD | FVAO | historical reports | SF | No | UNK | UNK | 1965 | N/A |  | NA | NA | NA
66551 | 17 PEASE'S POINT WAY S | No | No | NA | UNK-NOLG | NO | #VALUE! | PLB | UNK-NOLG | #VALUE! | 1985 | NON-LEAD | FVAO | historical reports | SF | No | UNK | UNK | 1985 | N/A |  | NA | NA | NA
65616 | 22 PEASE'S POINT WAY S | No | No | NA | UNK-NOLG | NO | #VALUE! | ALB | UNK-NOLG | #VALUE! | 2008 | NON-LEAD | FVAO | historical reports | SF | No | UNK | UNK | 2008 | N/A |  | NA | NA | NA
66022 | 22 PEASE'S POINT WAY S | No | No | NA | UNK-NOLG | NO | #VALUE! | PLB | UNK-NOLG | #VALUE! | 1970 | NON-LEAD | FVAO | historical reports | SF | No | UNK | UNK | 1970 | N/A |  | NA | NA | NA
65185 | 27 PEASE'S POINT WAY S | No | No | NA | UNK-NOLG | NO | #VALUE! | ALB | UNK-NOLG | #VALUE! | 2018 | NON-LEAD | FVAO | historical reports | SF | No | UNK | UNK | 2018 | N/A |  | NA | NA | NA
65186 | 31 PEASE'S POINT WAY S | No | No | NA | UNK-NOLG | NO | #VALUE! | ALB | UNK-NOLG | #VALUE! | 1987 | NON-LEAD | FVAO | historical reports | SF | No | UNK | UNK | 1987 | N/A |  | NA | NA | NA
65205 | 35 PEASE'S POINT WAY S | No | No | NA | UNK-NOLG | NO | #VALUE! | PLB | UNK-NOLG | #VALUE! | 1978 | NON-LEAD | FVAO | historical reports | NONRES | No | UNK | UNK | 1978 | N/A |  | NA | NA | NA
65500 | 35 PEASE'S POINT WAY S | No | Yes | lead | Cl_L | NO | #VALUE! | PLB | UNK-NOLG | #VALUE! | 1978 | NON-LEAD | FVAO | historical reports | SF | No | UNK | UNK | 1978 | N/A |  | NA | NA | NA
65187 | 39 PEASE'S POINT WAY S | No | No | NA | UNK-NOLG | NO | #VALUE! | PLB | UNK-NOLG | #VALUE! | 1979 | NON-LEAD | FVAO | historical reports | SF | No | UNK | UNK | 1979 | N/A |  | NA | NA | NA
65188 | 43 PEASE'S POINT WAY S | No | No | NA | UNK-NOLG | NO | #VALUE! | ALB | UNK-NOLG | #VALUE! | 1994 | NON-LEAD | FVAO | historical reports | SF | No | UNK | UNK | 1994 | N/A |  | NA | NA | NA
65192 | 59 PEASE'S POINT WAY S | No | No | NA | UNK-NOLG | NO | #VALUE! | ALB | UNK-NOLG | #VALUE! | 1987 | NON-LEAD | FVAO | historical reports | SF | No | UNK | UNK | 1987 | N/A |  | NA | NA | NA
65167 | 68 PEASE'S POINT WAY S | No | No | NA | UNK-NOLG | NO | #VALUE! | ALB | UNK-NOLG | #VALUE! | 2015 | NON-LEAD | FVAO | historical reports | NONRES | No | UNK | UNK | 2015 | N/A |  | NA | NA | NA
65201 | 69 PEASE'S POINT WAY S | No | No | NA | UNK-NOLG | NO | #VALUE! | PLB | UNK-NOLG | #VALUE! | 1970 | NON-LEAD | FVAO | historical reports | SF | No | UNK | UNK | 1970 | N/A |  | NA | NA | NA
65593 | 72 PEASE'S POINT WAY S | No | No | NA | UNK-NOLG | NO | #VALUE! | PLB | UNK-NOLG | #VALUE! | PLB | NON-LEAD | FVAO | historical reports | NONRES | No | UNK | UNK | #N/A | N/A |  | NA | NA | NA
67002 | 77 PEASE'S POINT WAY S | No | No | NA | UNK-NOLG | NO | #VALUE! | ALB | UNK-NOLG | #VALUE! | 2006 | NON-LEAD | FVAO | historical reports | SF | No | UNK | UNK | 2006 | N/A |  | NA | NA | NA
67522 | 79 PEASE'S POINT WAY S | No | No | NA | UNK-NOLG | NO | #VALUE! | PLB | UNK-NOLG | #VALUE! | PLB | NON-LEAD | FVAO | historical reports | SF | No | UNK | UNK | #N/A | N/A |  | NA | NA | NA
67112 | 80 PEASE'S POINT WAY S | No | No | NA | UNK-NOLG | NO | #VALUE! | PLB | UNK-NOLG | #VALUE! | 1972 | NON-LEAD | FVAO | historical reports | SF | No | UNK | UNK | 1972 | N/A |  | NA | NA | NA
67054 | 82 PEASE'S POINT WAY S | No | No | NA | UNK-NOLG | NO | #VALUE! | ALB | UNK-NOLG | #VALUE! | 2003 | NON-LEAD | FVAO | historical reports | SF | No | UNK | UNK | 2003 | N/A |  | NA | NA | NA
63912 | 83 PEASE'S POINT WAY S | No | No | NA | UNK-NOLG | NO | #VALUE! | PLB | UNK-NOLG | #VALUE! | 1928 | NON-LEAD | FVAO | historical reports | SF | No | UNK | UNK | 1928 | N/A |  | NA | NA | NA
67524 | 89 PEASE'S POINT WAY S | No | No | NA | UNK-NOLG | NO | #VALUE! | PLB | UNK-NOLG | #VALUE! | PLB | NON-LEAD | FVAO | historical reports | NONRES | No | UNK | UNK | #N/A | N/A |  | NA | NA | NA
67101 | 90 PEASE'S POINT WAY S | No | No | NA | UNK-NOLG | NO | #VALUE! | PLB | UNK-NOLG | #VALUE! | 1945 | NON-LEAD | FVAO | historical reports | SF | No | UNK | UNK | 1945 | N/A |  | NA | NA | NA
67055 | 94 PEASE'S POINT WAY S | No | No | NA | UNK-NOLG | NO | #VALUE! | ALB | UNK-NOLG | #VALUE! | 2019 | NON-LEAD | FVAO | historical reports | SF | No | UNK | UNK | 2019 | N/A |  | NA | NA | NA
67010 | 95 PEASE'S POINT WAY S | No | No | NA | UNK-NOLG | NO | #VALUE! | ALB | UNK-NOLG | #VALUE! | 1993 | NON-LEAD | FVAO | historical reports | SF | No | UNK | UNK | 1993 | N/A |  | NA | NA | NA
67052 | 96 PEASE'S POINT WAY S | No | No | NA | UNK-NOLG | NO | #VALUE! | PLB | UNK-NOLG | #VALUE! | 1984 | NON-LEAD | FVAO | historical reports | SF | No | UNK | UNK | 1984 | N/A |  | NA | NA | NA
67042 | 102 PEASE'S POINT WAY S | No | No | NA | UNK-NOLG | NO | #VALUE! | PLB | UNK-NOLG | #VALUE! | 1950 | NON-LEAD | FVAO | historical reports | SF | No | UNK | UNK | 1950 | N/A |  | NA | NA | NA
67041 | 106 PEASE'S POINT WAY S | No | No | NA | UNK-NOLG | NO | #VALUE! | PLB | UNK-NOLG | #VALUE! | 1930 | NON-LEAD | FVAO | historical reports | SF | No | UNK | UNK | 1930 | N/A |  | NA | NA | NA
67036 | 112 PEASE'S POINT WAY S | No | No | NA | UNK-NOLG | NO | #VALUE! | PLB | UNK-NOLG | #VALUE! | 1973 | NON-LEAD | FVAO | historical reports | SF | No | UNK | UNK | 1973 | N/A |  | NA | NA | NA
67034 | 120 PEASE'S POINT WAY S | No | Yes | Lead | Cl-L | NO | #VALUE! | PLB | UNK-NOLG | #VALUE! | 1972 | NON-LEAD | FVAO | historical reports | SF | No | UNK | UNK | 1972 | N/A |  | NA | NA | NA
67514 | 116B PEASE'S POINT WAY S | No | No | NA | UNK-NOLG | NO | #VALUE! | PLB | UNK-NOLG | #VALUE! | 1900 | NON-LEAD | FVAO | historical reports | SF | No | UNK | UNK | 1900 | N/A |  | NA | NA | NA
67035 | 116C PEASE'S POINT WAY S | No | No | NA | UNK-NOLG | NO | #VALUE! | PLB | UNK-NOLG | #VALUE! | 1900 | NON-LEAD | FVAO | historical reports | SF | No | UNK | UNK | 1900 | N/A |  | NA | NA | NA
65619 | 68A PEASE'S POINT WAY S | No | No | NA | UNK-NOLG | NO | #VALUE! | ALB | UNK-NOLG | #VALUE! | 2015 | NON-LEAD | FVAO | historical reports | NONRES | No | UNK | UNK | 2015 | N/A |  | NA | NA | NA
67506 | 77A PEASE'S POINT WAY S | No | No | NA | UNK-NOLG | NO | #VALUE! | ALB | UNK-NOLG | #VALUE! | 2006 | NON-LEAD | FVAO | historical reports | SF | No | UNK | UNK | 2006 | N/A |  | NA | NA | NA
66019 | 8A PEASE'S POINT WAY S | No | No | NA | UNK-NOLG | NO | #VALUE! | PLB | UNK-NOLG | #VALUE! | 1953 | NON-LEAD | FVAO | historical reports | SF | No | UNK | UNK | 1953 | N/A |  | NA | NA | NA
66718 | 8A PEASE'S POINT WAY S | No | No | NA | UNK-NOLG | NO | #VALUE! | PLB | UNK-NOLG | #VALUE! | 1953 | NON-LEAD | FVAO | historical reports | SF | No | UNK | UNK | 1953 | N/A |  | NA | NA | NA
21755 | 1 PENNYWISE PATH | No | No | NA | UNK-NOLG | NO | #VALUE! | PLB | UNK-NOLG | #VALUE! | 1900 | NON-LEAD | FVAO | historical reports | NONRES | No | UNK | UNK | 1900 | N/A |  | NA | NA | NA
21504 | 2 PENNYWISE PATH | No | No | NA | UNK-NOLG | NO | #VALUE! | PLB | UNK-NOLG | #VALUE! | PLB | NON-LEAD | FVAO | historical reports | SF | No | UNK | UNK | #N/A | N/A |  | NA | NA | NA
21432 | 59 PENNYWISE PATH | No | No | NA | UNK-NOLG | NO | #VALUE! | ALB | UNK-NOLG | #VALUE! | 1987 | NON-LEAD | FVAO | historical reports | SF | No | UNK | UNK | 1987 | N/A |  | NA | NA | NA
21672 | 61 PENNYWISE PATH | No | No | NA | UNK-NOLG | NO | #VALUE! | ALB | UNK-NOLG | #VALUE! | 1987 | NON-LEAD | FVAO | historical reports | SF | No | UNK | UNK | 1987 | N/A |  | NA | NA | NA
66051 | 10 PENT LN | No | No | NA | UNK-NOLG | NO | #VALUE! | PLB | UNK-NOLG | #VALUE! | 1940 | NON-LEAD | FVAO | historical reports | SF | No | UNK | UNK | 1940 | N/A |  | NA | NA | NA
66554 | 10 PENT LN | No | No | NA | UNK-NOLG | NO | #VALUE! | PLB | UNK-NOLG | #VALUE! | 1940 | NON-LEAD | FVAO | historical reports | SF | No | UNK | UNK | 1940 | N/A |  | NA | NA | NA
66592 | 16 PENT LN | No | No | NA | UNK-NOLG | NO | #VALUE! | PLB | UNK-NOLG | #VALUE! | 1950 | NON-LEAD | FVAO | historical reports | SF | No | UNK | UNK | 1950 | N/A |  | NA | NA | NA
66049 | 18 PENT LN | No | No | NA | UNK-NOLG | NO | #VALUE! | PLB | UNK-NOLG | #VALUE! | 1948 | NON-LEAD | FVAO | historical reports | SF | No | UNK | UNK | 1948 | N/A |  | NA | NA | NA
66553 | 10A PENT LN | No | No | NA | UNK-NOLG | NO | #VALUE! | PLB | UNK-NOLG | #VALUE! | 1940 | NON-LEAD | FVAO | historical reports | SF | No | UNK | UNK | 1940 | N/A |  | NA | NA | NA
65606 | 4 PERKINS LN | No | No | NA | UNK-NOLG | NO | #VALUE! | PLB | UNK-NOLG | #VALUE! | PLB | NON-LEAD | FVAO | historical reports | SF | No | UNK | UNK | 0 | N/A |  | NA | NA | NA
66080 | 1 PIERCE LN | No | No | NA | UNK-NOLG | NO | #VALUE! | PLB | UNK-NOLG | #VALUE! | 1930 | NON-LEAD | FVAO | historical reports | SF | No | UNK | UNK | 1930 | N/A |  | NA | NA | NA
66780 | 1 PIERCE LN | No | No | NA | UNK-NOLG | NO | #VALUE! | PLB | UNK-NOLG | #VALUE! | 1930 | NON-LEAD | FVAO | historical reports | SF | No | UNK | UNK | 1930 | N/A |  | NA | NA | NA
66077 | 2 PIERCE LN | No | No | NA | UNK-NOLG | NO | #VALUE! | PLB | UNK-NOLG | #VALUE! | 1978 | NON-LEAD | FVAO | historical reports | SF | No | UNK | UNK | 1978 | N/A |  | NA | NA | NA
66076 | 8 PIERCE LN | No | No | NA | UNK-NOLG | NO | #VALUE! | PLB | UNK-NOLG | #VALUE! | 1966 | NON-LEAD | FVAO | historical reports | SF | No | UNK | UNK | 1966 | N/A |  | NA | NA | NA
66792 | 9 PIERCE LN | No | No | NA | UNK-NOLG | NO | #VALUE! | PLB | UNK-NOLG | #VALUE! | 1935 | NON-LEAD | FVAO | historical reports | SF | No | UNK | UNK | 1935 | N/A |  | NA | NA | NA
66079 | 9 PIERCE LN | No | No | NA | UNK-NOLG | NO | #VALUE! | PLB | UNK-NOLG | #VALUE! | 1935 | NON-LEAD | FVAO | historical reports | SF | No | UNK | UNK | 1935 | N/A |  | NA | NA | NA
66078 | 13 PIERCE LN | No | No | NA | UNK-NOLG | NO | #VALUE! | PLB | UNK-NOLG | #VALUE! | 1978 | NON-LEAD | FVAO | historical reports | SF | No | UNK | UNK | 1978 | N/A |  | NA | NA | NA
66075 | 14 PIERCE LN | No | No | NA | UNK-NOLG | NO | #VALUE! | PLB | UNK-NOLG | #VALUE! | 1964 | NON-LEAD | FVAO | historical reports | SF | No | UNK | UNK | 1964 | N/A |  | NA | NA | NA
64525 | 19 PIERCE LN | No | No | NA | UNK-NOLG | NO | #VALUE! | ALB | UNK-NOLG | #VALUE! | 2015 | NON-LEAD | FVAO | historical reports | SF | No | UNK | UNK | 2015 | N/A |  | NA | NA | NA
64039 | 22 PIERCE LN | No | No | NA | UNK-NOLG | NO | #VALUE! | PLB | UNK-NOLG | #VALUE! | 1985 | NON-LEAD | FVAO | historical reports | SF | No | UNK | UNK | 1985 | N/A |  | NA | NA | NA
64042 | 23 PIERCE LN | No | No | NA | UNK-NOLG | NO | #VALUE! | PLB | UNK-NOLG | #VALUE! | 1950 | NON-LEAD | FVAO | historical reports | SF | No | UNK | UNK | 1950 | N/A |  | NA | NA | NA
64588 | 25 PIERCE LN | No | No | NA | UNK-NOLG | NO | #VALUE! | ALB | UNK-NOLG | #VALUE! | 2014 | NON-LEAD | FVAO | historical reports | SF | No | UNK | UNK | 2014 | N/A |  | NA | NA | NA
64037 | 27 PIERCE LN | No | No | NA | UNK-NOLG | NO | #VALUE! | PLB | UNK-NOLG | #VALUE! | 1839 | NON-LEAD | FVAO | historical reports | SF | No | UNK | UNK | 1839 | N/A |  | NA | NA | NA
64114 | 28 PIERCE LN | No | Yes | Lead | Cl-L | NO | #VALUE! | PLB | UNK-NOLG | #VALUE! | 1953 | NON-LEAD | FVAO | historical reports | SF | No | UNK | UNK | 1953 | N/A |  | NA | NA | NA
64590 | 29 PIERCE LN | No | No | NA | UNK-NOLG | NO | #VALUE! | ALB | UNK-NOLG | #VALUE! | 2015 | NON-LEAD | FVAO | historical reports | SF | No | UNK | UNK | 2015 | N/A |  | NA | NA | NA
64038 | 30 PIERCE LN | No | No | NA | UNK-NOLG | NO | #VALUE! | PLB | UNK-NOLG | #VALUE! | 1974 | NON-LEAD | FVAO | historical reports | SF | No | UNK | UNK | 1974 | N/A |  | NA | NA | NA
64539 | 31 PIERCE LN | No | No | NA | UNK-NOLG | NO | #VALUE! | ALB | UNK-NOLG | #VALUE! | 1987 | NON-LEAD | FVAO | historical reports | SF | No | UNK | UNK | 1987 | N/A |  | NA | NA | NA
64036 | 36 PIERCE LN | No | No | NA | UNK-NOLG | NO | #VALUE! | PLB | UNK-NOLG | #VALUE! | 1973 | NON-LEAD | FVAO | historical reports | SF | No | UNK | UNK | 1973 | N/A |  | NA | NA | NA
58702 | 20 PILGRIM RD | No | No | NA | UNK-NOLG | NO | #VALUE! | ALB | UNK-NOLG | #VALUE! | 2014 | NON-LEAD | FVAO | historical reports | SF | No | UNK | UNK | 2014 | N/A |  | NA | NA | NA
57277 | 34 PILGRIM RD | No | No | NA | UNK-NOLG | NO | #VALUE! | PLB | UNK-NOLG | #VALUE! | PLB | NON-LEAD | FVAO | historical reports | SF | No | UNK | UNK | 0 | N/A |  | NA | NA | NA
57276 | 42 PILGRIM RD | No | No | NA | UNK-NOLG | NO | #VALUE! | ALB | UNK-NOLG | #VALUE! | 2002 | NON-LEAD | FVAO | historical reports | SF | No | UNK | UNK | 2002 | N/A |  | NA | NA | NA
57274 | 60 PILGRIM RD | No | No | NA | UNK-NOLG | NO | #VALUE! | PLB | UNK-NOLG | #VALUE! | 1895 | NON-LEAD | FVAO | historical reports | SF | No | UNK | UNK | 1895 | N/A |  | NA | NA | NA
57292 | 71 PILGRIM RD | No | No | NA | UNK-NOLG | NO | #VALUE! | ALB | UNK-NOLG | #VALUE! | 1986 | NON-LEAD | FVAO | historical reports | SF | No | UNK | UNK | 1986 | N/A |  | NA | NA | NA
57258 | 74 PILGRIM RD | No | No | NA | UNK-NOLG | NO | #VALUE! | PLB | UNK-NOLG | #VALUE! | 1950 | NON-LEAD | FVAO | historical reports | SF | No | UNK | UNK | 1950 | N/A |  | NA | NA | NA
57268 | 80 PILGRIM RD | No | No | NA | UNK-NOLG | NO | #VALUE! | ALB | UNK-NOLG | #VALUE! | 2004 | NON-LEAD | FVAO | historical reports | SF | No | UNK | UNK | 2004 | N/A |  | NA | NA | NA
57291 | 85 PILGRIM RD | No | No | NA | UNK-NOLG | NO | #VALUE! | PLB | UNK-NOLG | #VALUE! | 1983 | NON-LEAD | FVAO | historical reports | SF | No | UNK | UNK | 1983 | N/A |  | NA | NA | NA
57845 | 93 PILGRIM RD | No | No | NA | UNK-NOLG | NO | #VALUE! | PLB | UNK-NOLG | #VALUE! | 1981 | NON-LEAD | FVAO | historical reports | SF | No | UNK | UNK | 1981 | N/A |  | NA | NA | NA
57541 | 94 PILGRIM RD | No | No | NA | UNK-NOLG | NO | #VALUE! | ALB | UNK-NOLG | #VALUE! | 1990 | NON-LEAD | FVAO | historical reports | SF | No | UNK | UNK | 1990 | N/A |  | NA | NA | NA
57543 | 99 PILGRIM RD | No | No | NA | UNK-NOLG | NO | #VALUE! | PLB | UNK-NOLG | #VALUE! | 1981 | NON-LEAD | FVAO | historical reports | SF | No | UNK | UNK | 1981 | N/A |  | NA | NA | NA
57287 | 106 PILGRIM RD | No | No | NA | UNK-NOLG | NO | #VALUE! | PLB | UNK-NOLG | #VALUE! | 1940 | NON-LEAD | FVAO | historical reports | SF | No | UNK | UNK | 1940 | N/A |  | NA | NA | NA
57505 | 80A PILGRIM RD | No | No | NA | UNK-NOLG | NO | #VALUE! | ALB | UNK-NOLG | #VALUE! | 2004 | NON-LEAD | FVAO | historical reports | SF | No | UNK | UNK | 2004 | N/A |  | NA | NA | NA
57547 | 85A PILGRIM RD | No | No | NA | UNK-NOLG | NO | #VALUE! | PLB | UNK-NOLG | #VALUE! | 1983 | NON-LEAD | FVAO | historical reports | SF | No | UNK | UNK | 1983 | N/A |  | NA | NA | NA
57548 | 85B PILGRIM RD | No | No | NA | UNK-NOLG | NO | #VALUE! | PLB | UNK-NOLG | #VALUE! | 1983 | NON-LEAD | FVAO | historical reports | SF | No | UNK | UNK | 1983 | N/A |  | NA | NA | NA
57545 | 93A PILGRIM RD | No | No | NA | UNK-NOLG | NO | #VALUE! | PLB | UNK-NOLG | #VALUE! | 1981 | NON-LEAD | FVAO | historical reports | SF | No | UNK | UNK | 1981 | N/A |  | NA | NA | NA
65008 | 5 PINE ST | No | No | NA | UNK-NOLG | NO | #VALUE! | ALB | UNK-NOLG | #VALUE! | 1998 | NON-LEAD | FVAO | historical reports | SF | No | UNK | UNK | 1998 | N/A |  | NA | NA | NA
63137 | 11 PINE ST | No | No | NA | UNK-NOLG | NO | #VALUE! | ALB | UNK-NOLG | #VALUE! | 2002 | NON-LEAD | FVAO | historical reports | SF | No | UNK | UNK | 2002 | N/A |  | NA | NA | NA
65006 | 17 PINE ST | No | No | NA | UNK-NOLG | NO | #VALUE! | ALB | UNK-NOLG | #VALUE! | 1987 | NON-LEAD | FVAO | historical reports | SF | No | UNK | UNK | 1987 | N/A |  | NA | NA | NA
65005 | 21 PINE ST | No | No | NA | UNK-NOLG | NO | #VALUE! | PLB | UNK-NOLG | #VALUE! | 1960 | NON-LEAD | FVAO | historical reports | SF | No | UNK | UNK | 1960 | N/A |  | NA | NA | NA
63128 | 25 PINE ST | No | No | NA | UNK-NOLG | NO | #VALUE! | PLB | UNK-NOLG | #VALUE! | 2007 | NON-LEAD | FVAO | historical reports | SF | No | UNK | UNK | 2007 | N/A |  | NA | NA | NA
63133 | 28 PINE ST | No | No | NA | UNK-NOLG | NO | #VALUE! | ALB | UNK-NOLG | #VALUE! | 1986 | NON-LEAD | FVAO | historical reports | SF | No | UNK | UNK | 1986 | N/A |  | NA | NA | NA
63135 | 29 PINE ST | No | No | NA | UNK-NOLG | NO | #VALUE! | ALB | UNK-NOLG | #VALUE! | 2010 | NON-LEAD | FVAO | historical reports | SF | No | UNK | UNK | 2010 | N/A |  | NA | NA | NA
63132 | 30 PINE ST | No | No | NA | UNK-NOLG | NO | #VALUE! | ALB | UNK-NOLG | #VALUE! | 1998 | NON-LEAD | FVAO | historical reports | SF | No | UNK | UNK | 1998 | N/A |  | NA | NA | NA
63131 | 32 PINE ST | No | No | NA | UNK-NOLG | NO | #VALUE! | PLB | UNK-NOLG | #VALUE! | 1970 | NON-LEAD | FVAO | historical reports | SF | No | UNK | UNK | 1970 | N/A |  | NA | NA | NA
63591 | 33 PINE ST | No | No | NA | UNK-NOLG | NO | #VALUE! | ALB | UNK-NOLG | #VALUE! | 1999 | NON-LEAD | FVAO | historical reports | SF | No | UNK | UNK | 1999 | N/A |  | NA | NA | NA
63129 | 39 PINE ST | No | No | NA | UNK-NOLG | NO | #VALUE! | ALB | UNK-NOLG | #VALUE! | 2012 | NON-LEAD | FVAO | historical reports | SF | No | UNK | UNK | 2012 | N/A |  | NA | NA | NA
63124 | 40 PINE ST | No | No | NA | UNK-NOLG | NO | #VALUE! | ALB | UNK-NOLG | #VALUE! | 1987 | NON-LEAD | FVAO | historical reports | SF | No | UNK | UNK | 1987 | N/A |  | NA | NA | NA
63144 | 44 PINE ST | No | No | NA | UNK-NOLG | NO | #VALUE! | ALB | UNK-NOLG | #VALUE! | 1990 | NON-LEAD | FVAO | historical reports | SF | No | UNK | UNK | 1990 | N/A |  | NA | NA | NA
63136 | 47 PINE ST | No | No | NA | UNK-NOLG | NO | #VALUE! | PLB | UNK-NOLG | #VALUE! | 1968 | NON-LEAD | FVAO | historical reports | SF | No | UNK | UNK | 1968 | N/A |  | NA | NA | NA
63125 | 51 PINE ST | No | No | NA | UNK-NOLG | NO | #VALUE! | PLB | UNK-NOLG | #VALUE! | 1963 | NON-LEAD | FVAO | historical reports | SF | No | UNK | UNK | 1963 | N/A |  | NA | NA | NA
63515 | 53 PINE ST | No | No | NA | UNK-NOLG | NO | #VALUE! | PLB | UNK-NOLG | #VALUE! | 1963 | NON-LEAD | FVAO | historical reports | SF | No | UNK | UNK | 1963 | N/A |  | NA | NA | NA
63518 | 53 PINE ST | No | No | NA | UNK-NOLG | NO | #VALUE! | PLB | UNK-NOLG | #VALUE! | 1963 | NON-LEAD | FVAO | historical reports | SF | No | UNK | UNK | 1963 | N/A |  | NA | NA | NA
63122 | 54 PINE ST | No | No | NA | UNK-NOLG | NO | #VALUE! | ALB | UNK-NOLG | #VALUE! | 2002 | NON-LEAD | FVAO | historical reports | SF | No | UNK | UNK | 2002 | N/A |  | NA | NA | NA
63121 | 56 PINE ST | No | No | NA | UNK-NOLG | NO | #VALUE! | PLB | UNK-NOLG | #VALUE! | 1973 | NON-LEAD | FVAO | historical reports | SF | No | UNK | UNK | 1973 | N/A |  | NA | NA | NA
63120 | 60 PINE ST | No | No | NA | UNK-NOLG | NO | #VALUE! | PLB | UNK-NOLG | #VALUE! | 1982 | NON-LEAD | FVAO | historical reports | SF | No | UNK | UNK | 1982 | N/A |  | NA | NA | NA
63108 | 61 PINE ST | No | No | NA | UNK-NOLG | NO | #VALUE! | PLB | UNK-NOLG | #VALUE! | 1964 | NON-LEAD | FVAO | historical reports | SF | No | UNK | UNK | 1964 | N/A |  | NA | NA | NA
63508 | 64 PINE ST | No | No | NA | UNK-NOLG | NO | #VALUE! | PLB | UNK-NOLG | #VALUE! | 1977 | NON-LEAD | FVAO | historical reports | SF | No | UNK | UNK | 1977 | N/A |  | NA | NA | NA
63106 | 67 PINE ST | No | No | NA | UNK-NOLG | NO | #VALUE! | PLB | UNK-NOLG | #VALUE! | 1980 | NON-LEAD | FVAO | historical reports | SF | No | UNK | UNK | 1980 | N/A |  | NA | NA | NA
63101 | 71 PINE ST | No | No | NA | UNK-NOLG | NO | #VALUE! | ALB | UNK-NOLG | #VALUE! | 2009 | NON-LEAD | FVAO | historical reports | SF | No | UNK | UNK | 2009 | N/A |  | NA | NA | NA
63512 | 72 PINE ST | No | No | NA | UNK-NOLG | NO | #VALUE! | PLB | UNK-NOLG | #VALUE! | PLB | NON-LEAD | FVAO | historical reports | SF | No | UNK | UNK | 0 | N/A |  | NA | NA | NA
63538 | 74 PINE ST | No | No | NA | UNK-NOLG | NO | #VALUE! | PLB | UNK-NOLG | #VALUE! | PLB | NON-LEAD | FVAO | historical reports | SF | No | UNK | UNK | 0 | N/A |  | NA | NA | NA
63053 | 77 PINE ST | No | No | NA | UNK-NOLG | NO | #VALUE! | PLB | UNK-NOLG | #VALUE! | 1945 | NON-LEAD | FVAO | historical reports | SF | No | UNK | UNK | 1945 | N/A |  | NA | NA | NA
63054 | 78 PINE ST | No | No | NA | UNK-NOLG | NO | #VALUE! | ALB | UNK-NOLG | #VALUE! | 2003 | NON-LEAD | FVAO | historical reports | SF | No | UNK | UNK | 2003 | N/A |  | NA | NA | NA
63536 | 80 PINE ST | No | No | NA | UNK-NOLG | NO | #VALUE! | ALB | UNK-NOLG | #VALUE! | 1986 | NON-LEAD | FVAO | historical reports | SF | No | UNK | UNK | 1986 | N/A |  | NA | NA | NA
63046 | 83 PINE ST | No | No | NA | UNK-NOLG | NO | #VALUE! | PLB | UNK-NOLG | #VALUE! | 1978 | NON-LEAD | FVAO | historical reports | SF | No | UNK | UNK | 1978 | N/A |  | NA | NA | NA
63045 | 84 PINE ST | No | No | NA | UNK-NOLG | NO | #VALUE! | PLB | UNK-NOLG | #VALUE! | 1950 | NON-LEAD | FVAO | historical reports | SF | No | UNK | UNK | 1950 | N/A |  | NA | NA | NA
63041 | 88 PINE ST | No | No | NA | UNK-NOLG | NO | #VALUE! | PLB | UNK-NOLG | #VALUE! | 1930 | NON-LEAD | FVAO | historical reports | SF | No | UNK | UNK | 1930 | N/A |  | NA | NA | NA
63040 | 89 PINE ST | No | No | NA | UNK-NOLG | NO | #VALUE! | PLB | UNK-NOLG | #VALUE! | 1935 | NON-LEAD | FVAO | historical reports | SF | No | UNK | UNK | 1935 | N/A |  | NA | NA | NA
65588 | 11A PINE ST | No | No | NA | UNK-NOLG | NO | #VALUE! | ALB | UNK-NOLG | #VALUE! | 2002 | NON-LEAD | FVAO | historical reports | SF | No | UNK | UNK | 2002 | N/A |  | NA | NA | NA
63509 | 25A PINE ST | No | No | NA | UNK-NOLG | NO | #VALUE! | PLB | UNK-NOLG | #VALUE! | 2007 | NON-LEAD | FVAO | historical reports | SF | No | UNK | UNK | 2007 | N/A |  | NA | NA | NA
63134 | 33A PINE ST | No | No | NA | UNK-NOLG | NO | #VALUE! | ALB | UNK-NOLG | #VALUE! | 1999 | NON-LEAD | FVAO | historical reports | SF | No | UNK | UNK | 1999 | N/A |  | NA | NA | NA
63565 | 44A PINE ST | No | No | NA | UNK-NOLG | NO | #VALUE! | ALB | UNK-NOLG | #VALUE! | 1990 | NON-LEAD | FVAO | historical reports | SF | No | UNK | UNK | 1990 | N/A |  | NA | NA | NA
63517 | 53A PINE ST | No | No | NA | UNK-NOLG | NO | #VALUE! | PLB | UNK-NOLG | #VALUE! | 1963 | NON-LEAD | FVAO | historical reports | NONRES | No | UNK | UNK | 1963 | N/A |  | NA | NA | NA
63516 | 53B PINE ST | No | No | NA | UNK-NOLG | NO | #VALUE! | PLB | UNK-NOLG | #VALUE! | 1963 | NON-LEAD | FVAO | historical reports | SF | No | UNK | UNK | 1963 | N/A |  | NA | NA | NA
65545 | 5A PINE ST | No | No | NA | UNK-NOLG | NO | #VALUE! | ALB | UNK-NOLG | #VALUE! | 1998 | NON-LEAD | FVAO | historical reports | SF | No | UNK | UNK | 1998 | N/A |  | NA | NA | NA
65618 | 5A PINE ST | No | No | NA | UNK-NOLG | NO | #VALUE! | ALB | UNK-NOLG | #VALUE! | 1998 | NON-LEAD | FVAO | historical reports | SF | No | UNK | UNK | 1998 | N/A |  | NA | NA | NA
65546 | 5B PINE ST | No | No | NA | UNK-NOLG | NO | #VALUE! | ALB | UNK-NOLG | #VALUE! | 1998 | NON-LEAD | FVAO | historical reports | SF | No | UNK | UNK | 1998 | N/A |  | NA | NA | NA
63501 | 61A PINE ST | No | No | NA | UNK-NOLG | NO | #VALUE! | PLB | UNK-NOLG | #VALUE! | 1964 | NON-LEAD | FVAO | historical reports | SF | No | UNK | UNK | 1964 | N/A |  | NA | NA | NA
63542 | 95A PINE ST | No | No | NA | UNK-NOLG | NO | #VALUE! | PLB | UNK-NOLG | #VALUE! | 1960 | NON-LEAD | FVAO | historical reports | SF | No | UNK | UNK | 1960 | N/A |  | NA | NA | NA
63033 | 95B PINE ST | No | No | NA | UNK-NOLG | NO | #VALUE! | PLB | UNK-NOLG | #VALUE! | 1960 | NON-LEAD | FVAO | historical reports | SF | No | UNK | UNK | 1960 | N/A |  | NA | NA | NA
65579 | 10 PINE TREE LN | No | No | NA | UNK-NOLG | NO | #VALUE! | PLB | UNK-NOLG | #VALUE! | 1985 | NON-LEAD | FVAO | historical reports | SF | No | UNK | UNK | 1985 | N/A |  | NA | NA | NA
65580 | 12 PINE TREE LN | No | No | NA | UNK-NOLG | NO | #VALUE! | PLB | UNK-NOLG | #VALUE! | 1985 | NON-LEAD | FVAO | historical reports | SF | No | UNK | UNK | 1985 | N/A |  | NA | NA | NA
65577 | 14 PINE TREE LN | No | No | NA | UNK-NOLG | NO | #VALUE! | PLB | UNK-NOLG | #VALUE! | 1985 | NON-LEAD | FVAO | historical reports | SF | No | UNK | UNK | 1985 | N/A |  | NA | NA | NA
65578 | 16 PINE TREE LN | No | No | NA | UNK-NOLG | NO | #VALUE! | PLB | UNK-NOLG | #VALUE! | 1985 | NON-LEAD | FVAO | historical reports | SF | No | UNK | UNK | 1985 | N/A |  | NA | NA | NA
65051 | 17 PINE TREE LN | No | No | NA | UNK-NOLG | NO | #VALUE! | PLB | UNK-NOLG | #VALUE! | 1943 | NON-LEAD | FVAO | historical reports | SF | No | UNK | UNK | 1943 | N/A |  | NA | NA | NA
65581 | 19 PINE TREE LN | No | No | NA | UNK-NOLG | NO | #VALUE! | PLB | UNK-NOLG | #VALUE! | 1950 | NON-LEAD | FVAO | historical reports | SF | No | UNK | UNK | 1950 | N/A |  | NA | NA | NA
65049 | 20 PINE TREE LN | No | No | NA | UNK-NOLG | NO | #VALUE! | PLB | UNK-NOLG | #VALUE! | 1968 | NON-LEAD | FVAO | historical reports | SF | No | UNK | UNK | 1968 | N/A |  | NA | NA | NA
65050 | 19A PINE TREE LN | No | No | NA | UNK-NOLG | NO | #VALUE! | PLB | UNK-NOLG | #VALUE! | 1950 | NON-LEAD | FVAO | historical reports | SF | No | UNK | UNK | 1950 | N/A |  | NA | NA | NA
65048 | 7 PINEHURST RD | No | No | NA | UNK-NOLG | NO | #VALUE! | PLB | UNK-NOLG | #VALUE! | 1935 | NON-LEAD | FVAO | historical reports | SF | No | UNK | UNK | 1935 | N/A |  | NA | NA | NA
65052 | 15 PINEHURST RD | No | No | NA | UNK-NOLG | NO | #VALUE! | PLB | UNK-NOLG | #VALUE! | 1984 | NON-LEAD | FVAO | historical reports | SF | No | UNK | UNK | 1984 | N/A |  | NA | NA | NA
65114 | 18 PINEHURST RD | No | No | NA | UNK-NOLG | NO | #VALUE! | PLB | UNK-NOLG | #VALUE! | 1953 | NON-LEAD | FVAO | historical reports | SF | No | UNK | UNK | 1953 | N/A |  | NA | NA | NA
65053 | 21 PINEHURST RD | No | No | NA | UNK-NOLG | NO | #VALUE! | PLB | UNK-NOLG | #VALUE! | 1945 | NON-LEAD | FVAO | historical reports | SF | No | UNK | UNK | 1945 | N/A |  | NA | NA | NA
65202 | 23 PINEHURST RD | No | No | NA | UNK-NOLG | NO | #VALUE! | PLB | UNK-NOLG | #VALUE! | 1979 | NON-LEAD | FVAO | historical reports | SF | No | UNK | UNK | 1979 | N/A |  | NA | NA | NA
65113 | 26 PINEHURST RD | No | No | NA | UNK-NOLG | NO | #VALUE! | ALB | UNK-NOLG | #VALUE! | 1986 | NON-LEAD | FVAO | historical reports | SF | No | UNK | UNK | 1986 | N/A |  | NA | NA | NA
65157 | 27 PINEHURST RD | No | No | NA | UNK-NOLG | NO | #VALUE! | ALB | UNK-NOLG | #VALUE! | 1990 | NON-LEAD | FVAO | historical reports | SF | No | UNK | UNK | 1990 | N/A |  | NA | NA | NA
65554 | 29 PINEHURST RD | No | No | NA | UNK-NOLG | NO | #VALUE! | ALB | UNK-NOLG | #VALUE! | 1990 | NON-LEAD | FVAO | historical reports | SF | No | UNK | UNK | 1990 | N/A |  | NA | NA | NA
65055 | 31 PINEHURST RD | No | No | NA | UNK-NOLG | NO | #VALUE! | PLB | UNK-NOLG | #VALUE! | 1948 | NON-LEAD | FVAO | historical reports | SF | No | UNK | UNK | 1948 | N/A |  | NA | NA | NA
65087 | 34 PINEHURST RD | No | No | NA | UNK-NOLG | NO | #VALUE! | PLB | UNK-NOLG | #VALUE! | 1975 | NON-LEAD | FVAO | historical reports | SF | No | UNK | UNK | 1975 | N/A |  | NA | NA | NA
65056 | 35 PINEHURST RD | No | No | NA | UNK-NOLG | NO | #VALUE! | PLB | UNK-NOLG | #VALUE! | 1985 | NON-LEAD | FVAO | historical reports | SF | No | UNK | UNK | 1985 | N/A |  | NA | NA | NA
65086 | 38 PINEHURST RD | No | No | NA | UNK-NOLG | NO | #VALUE! | ALB | UNK-NOLG | #VALUE! | 1998 | NON-LEAD | FVAO | historical reports | SF | No | UNK | UNK | 1998 | N/A |  | NA | NA | NA
65530 | 39 PINEHURST RD | No | No | NA | UNK-NOLG | NO | #VALUE! | ALB | UNK-NOLG | #VALUE! | 2001 | NON-LEAD | FVAO | historical reports | SF | No | UNK | UNK | 2001 | N/A |  | NA | NA | NA
65206 | 40 PINEHURST RD | No | No | NA | UNK-NOLG | NO | #VALUE! | ALB | UNK-NOLG | #VALUE! | 1986 | NON-LEAD | FVAO | historical reports | SF | No | UNK | UNK | 1986 | N/A |  | NA | NA | NA
65057 | 41 PINEHURST RD | No | No | NA | UNK-NOLG | NO | #VALUE! | ALB | UNK-NOLG | #VALUE! | 2015 | NON-LEAD | FVAO | historical reports | SF | No | UNK | UNK | 2015 | N/A |  | NA | NA | NA
65085 | 42 PINEHURST RD | No | No | NA | UNK-NOLG | NO | #VALUE! | PLB | UNK-NOLG | #VALUE! | 1980 | NON-LEAD | FVAO | historical reports | SF | No | UNK | UNK | 1980 | N/A |  | NA | NA | NA
65527 | 42 PINEHURST RD | No | No | NA | UNK-NOLG | NO | #VALUE! | PLB | UNK-NOLG | #VALUE! | 1979 | NON-LEAD | FVAO | historical reports | SF | No | UNK | UNK | 1979 | N/A |  | NA | NA | NA
65058 | 43 PINEHURST RD | No | No | NA | UNK-NOLG | NO | #VALUE! | PLB | UNK-NOLG | #VALUE! | 1945 | NON-LEAD | FVAO | historical reports | SF | No | UNK | UNK | 1945 | N/A |  | NA | NA | NA
65084 | 46 PINEHURST RD | No | No | NA | UNK-NOLG | NO | #VALUE! | ALB | UNK-NOLG | #VALUE! | 2017 | NON-LEAD | FVAO | historical reports | SF | No | UNK | UNK | 2017 | N/A |  | NA | NA | NA
65059 | 49 PINEHURST RD | No | No | NA | UNK-NOLG | NO | #VALUE! | PLB | UNK-NOLG | #VALUE! | 1946 | NON-LEAD | FVAO | historical reports | SF | No | UNK | UNK | 1946 | N/A |  | NA | NA | NA
65060 | 50 PINEHURST RD | No | No | NA | UNK-NOLG | NO | #VALUE! | PLB | UNK-NOLG | #VALUE! | 1966 | NON-LEAD | FVAO | historical reports | SF | No | UNK | UNK | 1966 | N/A |  | NA | NA | NA
63081 | 53 PINEHURST RD | No | No | NA | UNK-NOLG | NO | #VALUE! | PLB | UNK-NOLG | #VALUE! | 1930 | NON-LEAD | FVAO | historical reports | NONRES | No | UNK | UNK | 1930 | N/A |  | NA | NA | NA
63079 | 55 PINEHURST RD | No | No | NA | UNK-NOLG | NO | #VALUE! | PLB | UNK-NOLG | #VALUE! | 1935 | NON-LEAD | FVAO | historical reports | SF | No | UNK | UNK | 1935 | N/A |  | NA | NA | NA
65062 | 56 PINEHURST RD | No | No | NA | UNK-NOLG | NO | #VALUE! | PLB | UNK-NOLG | #VALUE! | 1928 | NON-LEAD | FVAO | historical reports | SF | No | UNK | UNK | 1928 | N/A |  | NA | NA | NA
63561 | 57 PINEHURST RD | No | No | NA | UNK-NOLG | NO | #VALUE! | ALB | UNK-NOLG | #VALUE! | 2000 | NON-LEAD | FVAO | historical reports | SF | No | UNK | UNK | 2000 | N/A |  | NA | NA | NA
63073 | 59 PINEHURST RD | No | No | NA | UNK-NOLG | NO | #VALUE! | PLB | UNK-NOLG | #VALUE! | 1938 | NON-LEAD | FVAO | historical reports | SF | No | UNK | UNK | 1938 | N/A |  | NA | NA | NA
65063 | 60 PINEHURST RD | No | No | NA | UNK-NOLG | NO | #VALUE! | PLB | UNK-NOLG | #VALUE! | 1870 | NON-LEAD | FVAO | historical reports | SF | No | UNK | UNK | 1870 | N/A |  | NA | NA | NA
63074 | 61 PINEHURST RD | No | No | NA | UNK-NOLG | NO | #VALUE! | PLB | UNK-NOLG | #VALUE! | 1920 | NON-LEAD | FVAO | historical reports | SF | No | UNK | UNK | 1920 | N/A |  | NA | NA | NA
65587 | 62 PINEHURST RD | No | No | NA | UNK-NOLG | NO | #VALUE! | ALB | UNK-NOLG | #VALUE! | 2014 | NON-LEAD | FVAO | historical reports | SF | No | UNK | UNK | 2014 | N/A |  | NA | NA | NA
63075 | 63 PINEHURST RD | No | No | NA | UNK-NOLG | NO | #VALUE! | PLB | UNK-NOLG | #VALUE! | 1964 | NON-LEAD | FVAO | historical reports | SF | No | UNK | UNK | 1964 | N/A |  | NA | NA | NA
63072 | 64 PINEHURST RD | No | No | NA | UNK-NOLG | NO | #VALUE! | PLB | UNK-NOLG | #VALUE! | 2007 | NON-LEAD | FVAO | historical reports | SF | No | UNK | UNK | 2007 | N/A |  | NA | NA | NA
63141 | 66 PINEHURST RD | No | No | NA | UNK-NOLG | NO | #VALUE! | PLB | UNK-NOLG | #VALUE! | 1870 | NON-LEAD | FVAO | historical reports | SF | No | UNK | UNK | 1870 | N/A |  | NA | NA | NA
63069 | 68 PINEHURST RD | No | No | NA | UNK-NOLG | NO | #VALUE! | ALB | UNK-NOLG | #VALUE! | 1995 | NON-LEAD | FVAO | historical reports | SF | No | UNK | UNK | 1995 | N/A |  | NA | NA | NA
65596 | 23A PINEHURST RD | No | No | NA | UNK-NOLG | NO | #VALUE! | PLB | UNK-NOLG | #VALUE! | 1979 | NON-LEAD | FVAO | historical reports | SF | No | UNK | UNK | 1979 | N/A |  | NA | NA | NA
65539 | 46A PINEHURST RD | No | No | NA | UNK-NOLG | NO | #VALUE! | ALB | UNK-NOLG | #VALUE! | 2017 | NON-LEAD | FVAO | historical reports | SF | No | UNK | UNK | 2017 | N/A |  | NA | NA | NA
65061 | 54A PINEHURST RD | No | No | NA | UNK-NOLG | NO | #VALUE! | PLB | UNK-NOLG | #VALUE! | 1930 | NON-LEAD | FVAO | historical reports | SF | No | UNK | UNK | 1930 | N/A |  | NA | NA | NA
65524 | 54B PINEHURST RD | No | No | NA | UNK-NOLG | NO | #VALUE! | ALB | UNK-NOLG | #VALUE! | 2010 | NON-LEAD | FVAO | historical reports | SF | No | UNK | UNK | 2010 | N/A |  | NA | NA | NA
65525 | 54C PINEHURST RD | No | No | NA | UNK-NOLG | NO | #VALUE! | ALB | UNK-NOLG | #VALUE! | 2010 | NON-LEAD | FVAO | historical reports | SF | No | UNK | UNK | 2010 | N/A |  | NA | NA | NA
65526 | 54D PINEHURST RD | No | No | NA | UNK-NOLG | NO | #VALUE! | ALB | UNK-NOLG | #VALUE! | 2010 | NON-LEAD | FVAO | historical reports | SF | No | UNK | UNK | 2010 | N/A |  | NA | NA | NA
63514 | 63A PINEHURST RD | No | No | NA | UNK-NOLG | NO | #VALUE! | PLB | UNK-NOLG | #VALUE! | 1964 | NON-LEAD | FVAO | historical reports | SF | No | UNK | UNK | 1964 | N/A |  | NA | NA | NA
63511 | 64A PINEHURST RD | No | No | NA | UNK-NOLG | NO | #VALUE! | PLB | UNK-NOLG | #VALUE! | 2007 | NON-LEAD | FVAO | historical reports | SF | No | UNK | UNK | 2007 | N/A |  | NA | NA | NA
65950 | 0 PINETREE RD | No | No | NA | UNK-NOLG | NO | #VALUE! | PLB | UNK-NOLG | #VALUE! | PLB | NON-LEAD | FVAO | historical reports | SF | No | UNK | UNK | #N/A | N/A |  | NA | NA | NA
65981 | 0 PINETREE RD | No | No | NA | UNK-NOLG | NO | #VALUE! | PLB | UNK-NOLG | #VALUE! | PLB | NON-LEAD | FVAO | historical reports | SF | No | UNK | UNK | #N/A | N/A |  | NA | NA | NA
28552 | 27 PLAIN FIELD WAY | No | No | NA | UNK-NOLG | NO | #VALUE! | PLB | UNK-NOLG | #VALUE! | 1982 | NON-LEAD | FVAO | historical reports | SF | No | UNK | UNK | 1982 | N/A |  | NA | NA | NA
45531 | 5 PLAINS CT | No | No | NA | UNK-NOLG | NO | #VALUE! | ALB | UNK-NOLG | #VALUE! | 2020 | NON-LEAD | FVAO | historical reports | SF | No | UNK | UNK | 2020 | N/A |  | NA | NA | NA
45536 | 6 PLAINS CT | No | No | NA | UNK-NOLG | NO | #VALUE! | ALB | UNK-NOLG | #VALUE! | 2020 | NON-LEAD | FVAO | historical reports | SF | No | UNK | UNK | 2020 | N/A |  | NA | NA | NA
45532 | 7 PLAINS CT | No | No | NA | UNK-NOLG | NO | #VALUE! | PLB | UNK-NOLG | #VALUE! | PLB | NON-LEAD | FVAO | historical reports | SF | No | UNK | UNK | #N/A | N/A |  | NA | NA | NA
45535 | 8 PLAINS CT | No | No | NA | UNK-NOLG | NO | #VALUE! | PLB | UNK-NOLG | #VALUE! | PLB | NON-LEAD | FVAO | historical reports | SF | No | UNK | UNK | #N/A | N/A |  | NA | NA | NA
45533 | 9 PLAINS CT | No | No | NA | UNK-NOLG | NO | #VALUE! | ALB | UNK-NOLG | #VALUE! | 2020 | NON-LEAD | FVAO | historical reports | SF | No | UNK | UNK | 2020 | N/A |  | NA | NA | NA
45534 | 11 PLAINS CT | No | No | NA | UNK-NOLG | NO | #VALUE! | ALB | UNK-NOLG | #VALUE! | 2020 | NON-LEAD | FVAO | historical reports | SF | No | UNK | UNK | 2020 | N/A |  | NA | NA | NA
45538 | 2 PLAINS HEAD LN | No | No | NA | UNK-NOLG | NO | #VALUE! | ALB | UNK-NOLG | #VALUE! | 2020 | NON-LEAD | FVAO | historical reports | SF | No | UNK | UNK | 2020 | N/A |  | NA | NA | NA
45537 | 4 PLAINS HEAD LN | No | No | NA | UNK-NOLG | NO | #VALUE! | ALB | UNK-NOLG | #VALUE! | 2020 | NON-LEAD | FVAO | historical reports | SF | No | UNK | UNK | 2020 | N/A |  | NA | NA | NA
45520 | 5 PLAINS HEAD LN | No | No | NA | UNK-NOLG | NO | #VALUE! | ALB | UNK-NOLG | #VALUE! | 1990 | NON-LEAD | FVAO | historical reports | SF | No | UNK | UNK | 1990 | N/A |  | NA | NA | NA
45530 | 6 PLAINS HEAD LN | No | No | NA | UNK-NOLG | NO | #VALUE! | ALB | UNK-NOLG | #VALUE! | 1990 | NON-LEAD | FVAO | historical reports | SF | No | UNK | UNK | 1990 | N/A |  | NA | NA | NA
45521 | 7 PLAINS HEAD LN | No | No | NA | UNK-NOLG | NO | #VALUE! | PLB | UNK-NOLG | #VALUE! | 1979 | NON-LEAD | FVAO | historical reports | SF | No | UNK | UNK | 1979 | N/A |  | NA | NA | NA
45522 | 9 PLAINS HEAD LN | No | No | NA | UNK-NOLG | NO | #VALUE! | ALB | UNK-NOLG | #VALUE! | 1993 | NON-LEAD | FVAO | historical reports | SF | No | UNK | UNK | 1993 | N/A |  | NA | NA | NA
45529 | 10 PLAINS HEAD LN | No | No | NA | UNK-NOLG | NO | #VALUE! | PLB | UNK-NOLG | #VALUE! | 1979 | NON-LEAD | FVAO | historical reports | SF | No | UNK | UNK | 1979 | N/A |  | NA | NA | NA
45523 | 11 PLAINS HEAD LN | No | No | NA | UNK-NOLG | NO | #VALUE! | PLB | UNK-NOLG | #VALUE! | 1979 | NON-LEAD | FVAO | historical reports | SF | No | UNK | UNK | 1979 | N/A |  | NA | NA | NA
45528 | 12 PLAINS HEAD LN | No | No | NA | UNK-NOLG | NO | #VALUE! | PLB | UNK-NOLG | #VALUE! | 1979 | NON-LEAD | FVAO | historical reports | SF | No | UNK | UNK | 1979 | N/A |  | NA | NA | NA
45527 | 14 PLAINS HEAD LN | No | No | NA | UNK-NOLG | NO | #VALUE! | PLB | UNK-NOLG | #VALUE! | 1979 | NON-LEAD | FVAO | historical reports | SF | No | UNK | UNK | 1979 | N/A |  | NA | NA | NA
45524 | 15 PLAINS HEAD LN | No | No | NA | UNK-NOLG | NO | #VALUE! | PLB | UNK-NOLG | #VALUE! | 1979 | NON-LEAD | FVAO | historical reports | SF | No | UNK | UNK | 1979 | N/A |  | NA | NA | NA
45526 | 16 PLAINS HEAD LN | No | No | NA | UNK-NOLG | NO | #VALUE! | PLB | UNK-NOLG | #VALUE! | 1979 | NON-LEAD | FVAO | historical reports | SF | No | UNK | UNK | 1979 | N/A |  | NA | NA | NA
45525 | 17 PLAINS HEAD LN | No | No | NA | UNK-NOLG | NO | #VALUE! | PLB | UNK-NOLG | #VALUE! | 1979 | NON-LEAD | FVAO | historical reports | SF | No | UNK | UNK | 1979 | N/A |  | NA | NA | NA
13015 | 1 PLANTINGFIELD LN | No | No | NA | UNK-NOLG | NO | #VALUE! | PLB | UNK-NOLG | #VALUE! | 1975 | NON-LEAD | FVAO | historical reports | SF | No | UNK | UNK | 1975 | N/A |  | NA | NA | NA
13509 | 6 PLANTINGFIELD LN | No | No | NA | UNK-NOLG | NO | #VALUE! | ALB | UNK-NOLG | #VALUE! | 2004 | NON-LEAD | FVAO | historical reports | SF | No | UNK | UNK | 2004 | N/A |  | NA | NA | NA
13510 | 6A PLANTINGFIELD LN | No | No | NA | UNK-NOLG | NO | #VALUE! | ALB | UNK-NOLG | #VALUE! | 2004 | NON-LEAD | FVAO | historical reports | SF | No | UNK | UNK | 2004 | N/A |  | NA | NA | NA
66007 | 4 PLANTINGFIELD WAY | No | No | NA | UNK-NOLG | NO | #VALUE! | ALB | UNK-NOLG | #VALUE! | 1987 | NON-LEAD | FVAO | historical reports | SF | No | UNK | UNK | 1987 | N/A |  | NA | NA | NA
66005 | 8 PLANTINGFIELD WAY | No | No | NA | UNK-NOLG | NO | #VALUE! | ALB | UNK-NOLG | #VALUE! | 1998 | NON-LEAD | FVAO | historical reports | SF | No | UNK | UNK | 1998 | N/A |  | NA | NA | NA
66719 | 10 PLANTINGFIELD WAY | No | No | NA | UNK-NOLG | NO | #VALUE! | ALB | UNK-NOLG | #VALUE! | 1995 | NON-LEAD | FVAO | historical reports | SF | No | UNK | UNK | 1995 | N/A |  | NA | NA | NA
66068 | 13 PLANTINGFIELD WAY | No | No | NA | UNK-NOLG | NO | #VALUE! | PLB | UNK-NOLG | #VALUE! | PLB | NON-LEAD | FVAO | historical reports | SF | No | UNK | UNK | 0 | N/A |  | NA | NA | NA
64118 | 17 PLANTINGFIELD WAY | No | No | NA | UNK-NOLG | NO | #VALUE! | ALB | UNK-NOLG | #VALUE! | 2002 | NON-LEAD | FVAO | historical reports | SF | No | UNK | UNK | 2002 | N/A |  | NA | NA | NA
64032 | 18 PLANTINGFIELD WAY | No | No | NA | UNK-NOLG | NO | #VALUE! | PLB | UNK-NOLG | #VALUE! | 1972 | NON-LEAD | FVAO | historical reports | SF | No | UNK | UNK | 1972 | N/A |  | NA | NA | NA
64599 | 21 PLANTINGFIELD WAY | No | No | NA | UNK-NOLG | NO | #VALUE! | ALB | UNK-NOLG | #VALUE! | 1998 | NON-LEAD | FVAO | historical reports | SF | No | UNK | UNK | 1998 | N/A |  | NA | NA | NA
64030 | 22 PLANTINGFIELD WAY | No | No | NA | UNK-NOLG | NO | #VALUE! | PLB | UNK-NOLG | #VALUE! | 1980 | NON-LEAD | FVAO | historical reports | SF | No | UNK | UNK | 1980 | N/A |  | NA | NA | NA
64034 | 25 PLANTINGFIELD WAY | No | No | NA | UNK-NOLG | NO | #VALUE! | PLB | UNK-NOLG | #VALUE! | 1972 | NON-LEAD | FVAO | historical reports | SF | No | UNK | UNK | 1972 | N/A |  | NA | NA | NA
64020 | 27 PLANTINGFIELD WAY | No | No | NA | UNK-NOLG | NO | #VALUE! | PLB | UNK-NOLG | #VALUE! | 1940 | NON-LEAD | FVAO | historical reports | SF | No | UNK | UNK | 1940 | N/A |  | NA | NA | NA
64026 | 28 PLANTINGFIELD WAY | No | No | NA | UNK-NOLG | NO | #VALUE! | ALB | UNK-NOLG | #VALUE! | 1999 | NON-LEAD | FVAO | historical reports | SF | No | UNK | UNK | 1999 | N/A |  | NA | NA | NA
64021 | 32 PLANTINGFIELD WAY | No | No | NA | UNK-NOLG | NO | #VALUE! | PLB | UNK-NOLG | #VALUE! | 1965 | NON-LEAD | FVAO | historical reports | SF | No | UNK | UNK | 1965 | N/A |  | NA | NA | NA
64018 | 35 PLANTINGFIELD WAY | No | No | NA | UNK-NOLG | NO | #VALUE! | ALB | UNK-NOLG | #VALUE! | 2005 | NON-LEAD | FVAO | historical reports | SF | No | UNK | UNK | 2005 | N/A |  | NA | NA | NA
64013 | 38 PLANTINGFIELD WAY | No | Yes | Lead | Cl-L | NO | #VALUE! | PLB | UNK-NOLG | #VALUE! | 1938 | NON-LEAD | FVAO | historical reports | SF | No | UNK | UNK | 1938 | N/A |  | NA | NA | NA
64016 | 39 PLANTINGFIELD WAY | No | Yes | Lead | UNK-NOLG | NO | #VALUE! | PLB | UNK-NOLG | #VALUE! | 1982 | NON-LEAD | FVAO | historical reports | SF | No | UNK | UNK | 1982 | N/A |  | NA | NA | NA
64010 | 44 PLANTINGFIELD WAY | No | No | NA | UNK-NOLG | NO | #VALUE! | ALB | UNK-NOLG | #VALUE! | 1993 | NON-LEAD | FVAO | historical reports | SF | No | UNK | UNK | 1993 | N/A |  | NA | NA | NA
64015 | 45 PLANTINGFIELD WAY | No | No | NA | UNK-NOLG | NO | #VALUE! | PLB | UNK-NOLG | #VALUE! | 1975 | NON-LEAD | FVAO | historical reports | SF | No | UNK | UNK | 1975 | N/A |  | NA | NA | NA
64586 | 48 PLANTINGFIELD WAY | No | No | NA | UNK-NOLG | NO | #VALUE! | PLB | UNK-NOLG | #VALUE! | 1985 | NON-LEAD | FVAO | historical reports | SF | No | UNK | UNK | 1985 | N/A |  | NA | NA | NA
64543 | 66 PLANTINGFIELD WAY | No | No | NA | UNK-NOLG | NO | #VALUE! | ALB | UNK-NOLG | #VALUE! | 1994 | NON-LEAD | FVAO | historical reports | SF | No | UNK | UNK | 1994 | N/A |  | NA | NA | NA
64007 | 67 PLANTINGFIELD WAY | No | No | NA | UNK-NOLG | NO | #VALUE! | ALB | UNK-NOLG | #VALUE! | 2002 | NON-LEAD | FVAO | historical reports | SF | No | UNK | UNK | 2002 | N/A |  | NA | NA | NA
64542 | 70 PLANTINGFIELD WAY | No | No | NA | UNK-NOLG | NO | #VALUE! | ALB | UNK-NOLG | #VALUE! | 1996 | NON-LEAD | FVAO | historical reports | SF | No | UNK | UNK | 1996 | N/A |  | NA | NA | NA
64529 | 71 PLANTINGFIELD WAY | No | No | NA | UNK-NOLG | NO | #VALUE! | PLB | UNK-NOLG | #VALUE! | 1981 | NON-LEAD | FVAO | historical reports | SF | No | UNK | UNK | 1981 | N/A |  | NA | NA | NA
64006 | 75 PLANTINGFIELD WAY | No | No | NA | UNK-NOLG | NO | #VALUE! | PLB | UNK-NOLG | #VALUE! | 1985 | NON-LEAD | FVAO | historical reports | SF | No | UNK | UNK | 1985 | N/A |  | NA | NA | NA
64005 | 76 PLANTINGFIELD WAY | No | No | NA | UNK-NOLG | NO | #VALUE! | PLB | UNK-NOLG | #VALUE! | 1930 | NON-LEAD | FVAO | historical reports | SF | No | UNK | UNK | 1930 | N/A |  | NA | NA | NA
64540 | 78 PLANTINGFIELD WAY | No | No | NA | UNK-NOLG | NO | #VALUE! | ALB | UNK-NOLG | #VALUE! | 1992 | NON-LEAD | FVAO | historical reports | SF | No | UNK | UNK | 1992 | N/A |  | NA | NA | NA
64411 | 81 PLANTINGFIELD WAY | No | No | NA | UNK-NOLG | NO | #VALUE! | PLB | UNK-NOLG | #VALUE! | 1983 | NON-LEAD | FVAO | historical reports | SF | No | UNK | UNK | 1983 | N/A |  | NA | NA | NA
64602 | 81 PLANTINGFIELD WAY | No | No | NA | UNK-NOLG | NO | #VALUE! | ALB | UNK-NOLG | #VALUE! | 2001 | NON-LEAD | FVAO | historical reports | SF | No | UNK | UNK | 2001 | N/A |  | NA | NA | NA
64004 | 83 PLANTINGFIELD WAY | No | No | NA | UNK-NOLG | NO | #VALUE! | PLB | UNK-NOLG | #VALUE! | 1920 | NON-LEAD | FVAO | historical reports | SF | No | UNK | UNK | 1920 | N/A |  | NA | NA | NA
63206 | 86 PLANTINGFIELD WAY | No | No | NA | UNK-NOLG | NO | #VALUE! | PLB | UNK-NOLG | #VALUE! | 1977 | NON-LEAD | FVAO | historical reports | SF | No | UNK | UNK | 1977 | N/A |  | NA | NA | NA
64002 | 91 PLANTINGFIELD WAY | No | No | NA | UNK-NOLG | NO | #VALUE! | ALB | UNK-NOLG | #VALUE! | 2019 | NON-LEAD | FVAO | historical reports | SF | No | UNK | UNK | 2019 | N/A |  | NA | NA | NA
64001 | 96 PLANTINGFIELD WAY | No | No | NA | UNK-NOLG | NO | #VALUE! | PLB | UNK-NOLG | #VALUE! | 1980 | NON-LEAD | FVAO | historical reports | SF | No | UNK | UNK | 1980 | A | 1 | NA | NA | NA
64536 | 99 PLANTINGFIELD WAY | No | No | NA | UNK-NOLG | NO | #VALUE! | PLB | UNK-NOLG | #VALUE! | 1950 | NON-LEAD | FVAO | historical reports | SF | No | UNK | UNK | 1950 | N/A |  | NA | NA | NA
13025 | 117 PLANTINGFIELD WAY | No | No | NA | UNK-NOLG | NO | #VALUE! | ALB | UNK-NOLG | #VALUE! | 1998 | NON-LEAD | FVAO | historical reports | SF | No | UNK | UNK | 1998 | N/A |  | NA | NA | NA
13500 | 134 PLANTINGFIELD WAY | No | No | NA | UNK-NOLG | NO | #VALUE! | PLB | UNK-NOLG | #VALUE! | 1930 | NON-LEAD | FVAO | historical reports | SF | No | UNK | UNK | 1930 | N/A |  | NA | NA | NA
13508 | 136 PLANTINGFIELD WAY | No | No | NA | UNK-NOLG | NO | #VALUE! | ALB | UNK-NOLG | #VALUE! | 2009 | NON-LEAD | FVAO | historical reports | SF | No | UNK | UNK | 2009 | N/A |  | NA | NA | NA
13018 | 139 PLANTINGFIELD WAY | No | No | NA | UNK-NOLG | NO | #VALUE! | ALB | UNK-NOLG | #VALUE! | 2005 | NON-LEAD | FVAO | historical reports | SF | No | UNK | UNK | 2005 | N/A |  | NA | NA | NA
13517 | 143 PLANTINGFIELD WAY | No | No | NA | UNK-NOLG | NO | #VALUE! | PLB | UNK-NOLG | #VALUE! | 1963 | NON-LEAD | FVAO | historical reports | SF | No | UNK | UNK | 1963 | N/A |  | NA | NA | NA
13017 | 143 PLANTINGFIELD WAY | No | No | NA | UNK-NOLG | NO | #VALUE! | PLB | UNK-NOLG | #VALUE! | 1963 | NON-LEAD | FVAO | historical reports | SF | No | UNK | UNK | 1963 | N/A |  | NA | NA | NA
13518 | 143 PLANTINGFIELD WAY | No | No | NA | UNK-NOLG | NO | #VALUE! | PLB | UNK-NOLG | #VALUE! | 1963 | NON-LEAD | FVAO | historical reports | SF | No | UNK | UNK | 1963 | N/A |  | NA | NA | NA
13163 | 144 PLANTINGFIELD WAY | No | No | NA | UNK-NOLG | NO | #VALUE! | ALB | UNK-NOLG | #VALUE! | 1990 | NON-LEAD | FVAO | historical reports | SF | No | UNK | UNK | 1990 | N/A |  | NA | NA | NA
64533 | 117A PLANTINGFIELD WAY | No | No | NA | UNK-NOLG | NO | #VALUE! | ALB | UNK-NOLG | #VALUE! | 1998 | NON-LEAD | FVAO | historical reports | SF | No | UNK | UNK | 1998 | N/A |  | NA | NA | NA
64506 | 35A PLANTINGFIELD WAY | No | No | NA | UNK-NOLG | NO | #VALUE! | ALB | UNK-NOLG | #VALUE! | 2005 | NON-LEAD | FVAO | historical reports | SF | No | UNK | UNK | 2005 | N/A |  | NA | NA | NA
64518 | 38A PLANTINGFIELD WAY | No | No | NA | UNK-NOLG | NO | #VALUE! | PLB | UNK-NOLG | #VALUE! | 1938 | NON-LEAD | FVAO | historical reports | SF | No | UNK | UNK | 1938 | N/A |  | NA | NA | NA
64597 | 70A PLANTINGFIELD WAY | No | No | NA | UNK-NOLG | NO | #VALUE! | ALB | UNK-NOLG | #VALUE! | 1998 | NON-LEAD | FVAO | historical reports | SF | No | UNK | UNK | 1998 | N/A |  | NA | NA | NA
64603 | 81A PLANTINGFIELD WAY | No | No | NA | UNK-NOLG | NO | #VALUE! | ALB | UNK-NOLG | #VALUE! | 2001 | NON-LEAD | FVAO | historical reports | SF | No | UNK | UNK | 2001 | N/A |  | NA | NA | NA
64534 | 83A PLANTINGFIELD WAY | No | No | NA | UNK-NOLG | NO | #VALUE! | PLB | UNK-NOLG | #VALUE! | 1920 | NON-LEAD | FVAO | historical reports | SF | No | UNK | UNK | 1920 | N/A |  | NA | NA | NA
13511 | 99A PLANTINGFIELD WAY | No | No | NA | UNK-NOLG | NO | #VALUE! | PLB | UNK-NOLG | #VALUE! | 1950 | NON-LEAD | FVAO | historical reports | SF | No | UNK | UNK | 1950 | N/A |  | NA | NA | NA
63215 | 6 PLANTINGFIELD WOOD CIR | No | No | NA | UNK-NOLG | NO | #VALUE! | PLB | UNK-NOLG | #VALUE! | 1970 | NON-LEAD | FVAO | historical reports | SF | No | UNK | UNK | 1970 | N/A |  | NA | NA | NA
63216 | 8 PLANTINGFIELD WOOD CIR | No | No | NA | UNK-NOLG | NO | #VALUE! | PLB | UNK-NOLG | #VALUE! | 1984 | NON-LEAD | FVAO | historical reports | SF | No | UNK | UNK | 1984 | N/A |  | NA | NA | NA
63214 | 10 PLANTINGFIELD WOOD CIR | No | No | NA | UNK-NOLG | NO | #VALUE! | PLB | UNK-NOLG | #VALUE! | 1983 | NON-LEAD | FVAO | historical reports | SF | No | UNK | UNK | 1983 | N/A |  | NA | NA | NA
63312 | 11 PLANTINGFIELD WOOD CIR | No | No | NA | UNK-NOLG | NO | #VALUE! | ALB | UNK-NOLG | #VALUE! | 1998 | NON-LEAD | FVAO | historical reports | SF | No | UNK | UNK | 1998 | N/A |  | NA | NA | NA
63217 | 12 PLANTINGFIELD WOOD CIR | No | No | NA | UNK-NOLG | NO | #VALUE! | ALB | UNK-NOLG | #VALUE! | 1999 | NON-LEAD | FVAO | historical reports | SF | No | UNK | UNK | 1999 | N/A |  | NA | NA | NA
63311 | 13 PLANTINGFIELD WOOD CIR | No | No | NA | UNK-NOLG | NO | #VALUE! | PLB | UNK-NOLG | #VALUE! | 1970 | NON-LEAD | FVAO | historical reports | SF | No | UNK | UNK | 1970 | N/A |  | NA | NA | NA
63310 | 14 PLANTINGFIELD WOOD CIR | No | No | NA | UNK-NOLG | NO | #VALUE! | PLB | UNK-NOLG | #VALUE! | 1973 | NON-LEAD | FVAO | historical reports | SF | No | UNK | UNK | 1973 | N/A |  | NA | NA | NA
63314 | 15 PLANTINGFIELD WOOD CIR | No | No | NA | UNK-NOLG | NO | #VALUE! | PLB | UNK-NOLG | #VALUE! | 1984 | NON-LEAD | FVAO | historical reports | SF | No | UNK | UNK | 1984 | N/A |  | NA | NA | NA
63315 | 16 PLANTINGFIELD WOOD CIR | No | No | NA | UNK-NOLG | NO | #VALUE! | PLB | UNK-NOLG | #VALUE! | 1970 | NON-LEAD | FVAO | historical reports | SF | No | UNK | UNK | 1970 | N/A |  | NA | NA | NA
63316 | 18 PLANTINGFIELD WOOD CIR | No | No | NA | UNK-NOLG | NO | #VALUE! | PLB | UNK-NOLG | #VALUE! | 1970 | NON-LEAD | FVAO | historical reports | SF | No | UNK | UNK | 1970 | N/A |  | NA | NA | NA
63317 | 20 PLANTINGFIELD WOOD CIR | No | No | NA | UNK-NOLG | NO | #VALUE! | PLB | UNK-NOLG | #VALUE! | 1970 | NON-LEAD | FVAO | historical reports | SF | No | UNK | UNK | 1970 | N/A |  | NA | NA | NA
63318 | 22 PLANTINGFIELD WOOD CIR | No | No | NA | UNK-NOLG | NO | #VALUE! | PLB | UNK-NOLG | #VALUE! | 1970 | NON-LEAD | FVAO | historical reports | SF | No | UNK | UNK | 1970 | N/A |  | NA | NA | NA
63313 | 19 PLANTINGFIELD WOOD CR | No | No | NA | UNK-NOLG | NO | #VALUE! | PLB | UNK-NOLG | #VALUE! | 1970 | NON-LEAD | FVAO | historical reports | SF | No | UNK | UNK | 1970 | N/A |  | NA | NA | NA
63218 | 1 PLANTINGFIELD WOOD LN | No | No | NA | UNK-NOLG | NO | #VALUE! | PLB | UNK-NOLG | #VALUE! | 1970 | NON-LEAD | FVAO | historical reports | SF | No | UNK | UNK | 1970 | N/A |  | NA | NA | NA
63213 | 2 PLANTINGFIELD WOOD LN | No | No | NA | UNK-NOLG | NO | #VALUE! | PLB | UNK-NOLG | #VALUE! | 1970 | NON-LEAD | FVAO | historical reports | SF | No | UNK | UNK | 1970 | N/A |  | NA | NA | NA
63219 | 3 PLANTINGFIELD WOOD LN | No | No | NA | UNK-NOLG | NO | #VALUE! | PLB | UNK-NOLG | #VALUE! | 1970 | NON-LEAD | FVAO | historical reports | SF | No | UNK | UNK | 1970 | N/A |  | NA | NA | NA
63212 | 4 PLANTINGFIELD WOOD LN | No | No | NA | UNK-NOLG | NO | #VALUE! | PLB | UNK-NOLG | #VALUE! | 1970 | NON-LEAD | FVAO | historical reports | SF | No | UNK | UNK | 1970 | N/A |  | NA | NA | NA
63211 | 5 PLANTINGFIELD WOOD LN | No | No | NA | UNK-NOLG | NO | #VALUE! | PLB | UNK-NOLG | #VALUE! | 1970 | NON-LEAD | FVAO | historical reports | SF | No | UNK | UNK | 1970 | A | 1 | NA | NA | NA
46021 | 4 PLOVER LN | No | No | NA | UNK-NOLG | NO | #VALUE! | PLB | UNK-NOLG | #VALUE! | 1965 | NON-LEAD | FVAO | historical reports | SF | No | UNK | UNK | 1965 | N/A |  | NA | NA | NA
36185 | 2 PRADA'S WAY | No | No | NA | UNK-NOLG | NO | #VALUE! | ALB | UNK-NOLG | #VALUE! | 1998 | NON-LEAD | FVAO | historical reports | SF | No | UNK | UNK | 1998 | N/A |  | NA | NA | NA
36181 | 3 PRADA'S WAY | No | No | NA | UNK-NOLG | NO | #VALUE! | ALB | UNK-NOLG | #VALUE! | 2005 | NON-LEAD | FVAO | historical reports | SF | No | UNK | UNK | 2005 | N/A |  | NA | NA | NA
36180 | 5 PRADA'S WAY | No | No | NA | UNK-NOLG | NO | #VALUE! | PLB | UNK-NOLG | #VALUE! | 1983 | NON-LEAD | FVAO | historical reports | SF | No | UNK | UNK | 1983 | N/A |  | NA | NA | NA
36183 | 6 PRADA'S WAY | No | No | NA | UNK-NOLG | NO | #VALUE! | ALB | UNK-NOLG | #VALUE! | 2018 | NON-LEAD | FVAO | historical reports | SF | No | UNK | UNK | 2018 | N/A |  | NA | NA | NA
36179 | 7 PRADA'S WAY | No | No | NA | UNK-NOLG | NO | #VALUE! | ALB | UNK-NOLG | #VALUE! | 1999 | NON-LEAD | FVAO | historical reports | SF | No | UNK | UNK | 1999 | N/A |  | NA | NA | NA
36178 | 9 PRADA'S WAY | No | No | NA | UNK-NOLG | NO | #VALUE! | ALB | UNK-NOLG | #VALUE! | 2018 | NON-LEAD | FVAO | historical reports | SF | No | UNK | UNK | 2018 | N/A |  | NA | NA | NA
36177 | 11 PRADA'S WAY | No | No | NA | UNK-NOLG | NO | #VALUE! | PLB | UNK-NOLG | #VALUE! | 1975 | NON-LEAD | FVAO | historical reports | SF | No | UNK | UNK | 1975 | N/A |  | NA | NA | NA
36195 | 12 PRADA'S WAY | No | No | NA | UNK-NOLG | NO | #VALUE! | PLB | UNK-NOLG | #VALUE! | 1970 | NON-LEAD | FVAO | historical reports | SF | No | UNK | UNK | 1970 | N/A |  | NA | NA | NA
36174 | 13 PRADA'S WAY | No | No | NA | UNK-NOLG | NO | #VALUE! | PLB | UNK-NOLG | #VALUE! | 1910 | NON-LEAD | FVAO | historical reports | SF | No | UNK | UNK | 1910 | N/A |  | NA | NA | NA
36194 | 14 PRADA'S WAY | No | No | NA | UNK-NOLG | NO | #VALUE! | ALB | UNK-NOLG | #VALUE! | 2003 | NON-LEAD | FVAO | historical reports | SF | No | UNK | UNK | 2003 | N/A |  | NA | NA | NA
36175 | 15 PRADA'S WAY | No | No | NA | UNK-NOLG | NO | #VALUE! | PLB | UNK-NOLG | #VALUE! | 1940 | NON-LEAD | FVAO | historical reports | SF | No | UNK | UNK | 1940 | N/A |  | NA | NA | NA
36167 | 19 PRADA'S WAY | No | No | NA | UNK-NOLG | NO | #VALUE! | ALB | UNK-NOLG | #VALUE! | 2015 | NON-LEAD | FVAO | historical reports | SF | No | UNK | UNK | 2015 | N/A |  | NA | NA | NA
36193 | 20 PRADA'S WAY | No | No | NA | UNK-NOLG | NO | #VALUE! | PLB | UNK-NOLG | #VALUE! | 1930 | NON-LEAD | FVAO | historical reports | SF | No | UNK | UNK | 1930 | N/A |  | NA | NA | NA
36166 | 21 PRADA'S WAY | No | No | NA | UNK-NOLG | NO | #VALUE! | ALB | UNK-NOLG | #VALUE! | 1995 | NON-LEAD | FVAO | historical reports | SF | No | UNK | UNK | 1995 | N/A |  | NA | NA | NA
36165 | 23 PRADA'S WAY | No | No | NA | UNK-NOLG | NO | #VALUE! | PLB | UNK-NOLG | #VALUE! | 1978 | NON-LEAD | FVAO | historical reports | SF | No | UNK | UNK | 1978 | N/A |  | NA | NA | NA
36192 | 24 PRADA'S WAY | No | No | NA | UNK-NOLG | NO | #VALUE! | ALB | UNK-NOLG | #VALUE! | 1987 | NON-LEAD | FVAO | historical reports | SF | No | UNK | UNK | 1987 | N/A |  | NA | NA | NA
36164 | 25 PRADA'S WAY | No | No | NA | UNK-NOLG | NO | #VALUE! | PLB | UNK-NOLG | #VALUE! | 1982 | NON-LEAD | FVAO | historical reports | SF | No | UNK | UNK | 1982 | N/A |  | NA | NA | NA
36191 | 26 PRADA'S WAY | No | No | NA | UNK-NOLG | NO | #VALUE! | PLB | UNK-NOLG | #VALUE! | 1958 | NON-LEAD | FVAO | historical reports | SF | No | UNK | UNK | 1958 | N/A |  | NA | NA | NA
36163 | 27 PRADA'S WAY | No | No | NA | UNK-NOLG | NO | #VALUE! | ALB | UNK-NOLG | #VALUE! | 1997 | NON-LEAD | FVAO | historical reports | SF | No | UNK | UNK | 1997 | N/A |  | NA | NA | NA
36162 | 29 PRADA'S WAY | No | No | NA | UNK-NOLG | NO | #VALUE! | ALB | UNK-NOLG | #VALUE! | 1999 | NON-LEAD | FVAO | historical reports | SF | No | UNK | UNK | 1999 | N/A |  | NA | NA | NA
36189 | 32 PRADA'S WAY | No | No | NA | UNK-NOLG | NO | #VALUE! | PLB | UNK-NOLG | #VALUE! | 1979 | NON-LEAD | FVAO | historical reports | SF | No | UNK | UNK | 1979 | N/A |  | NA | NA | NA
36717 | 13A PRADA'S WAY | No | No | NA | UNK-NOLG | NO | #VALUE! | PLB | UNK-NOLG | #VALUE! | 1835 | NON-LEAD | FVAO | historical reports | SF | No | UNK | UNK | 1835 | N/A |  | NA | NA | NA
45006 | 6 PROPRIETORS RD | No | No | NA | UNK-NOLG | NO | #VALUE! | ALB | UNK-NOLG | #VALUE! | 1987 | NON-LEAD | FVAO | historical reports | SF | No | UNK | UNK | 1987 | N/A |  | NA | NA | NA
36274 | 3 PULPIT LN | No | No | NA | UNK-NOLG | NO | #VALUE! | PLB | UNK-NOLG | #VALUE! | 1895 | NON-LEAD | FVAO | historical reports | SF | No | UNK | UNK | 1895 | N/A |  | NA | NA | NA
36254 | 4 PULPIT LN | No | No | NA | UNK-NOLG | NO | #VALUE! | PLB | UNK-NOLG | #VALUE! | 1870 | NON-LEAD | FVAO | historical reports | SF | No | UNK | UNK | 1870 | N/A |  | NA | NA | NA
36255 | 6 PULPIT LN | No | No | NA | UNK-NOLG | NO | #VALUE! | PLB | UNK-NOLG | #VALUE! | 1865 | NON-LEAD | FVAO | historical reports | SF | No | UNK | UNK | 1865 | N/A |  | NA | NA | NA
36256 | 8 PULPIT LN | No | No | NA | UNK-NOLG | NO | #VALUE! | PLB | UNK-NOLG | #VALUE! | 1870 | NON-LEAD | FVAO | historical reports | SF | No | UNK | UNK | 1870 | N/A |  | NA | NA | NA
36272 | 11 PULPIT LN | No | No | NA | UNK-NOLG | NO | #VALUE! | PLB | UNK-NOLG | #VALUE! | 1875 | NON-LEAD | FVAO | historical reports | SF | No | UNK | UNK | 1875 | N/A |  | NA | NA | NA
36271 | 13 PULPIT LN | No | No | NA | UNK-NOLG | NO | #VALUE! | PLB | UNK-NOLG | #VALUE! | 1870 | NON-LEAD | FVAO | historical reports | SF | No | UNK | UNK | 1870 | N/A |  | NA | NA | NA
36258 | 14 PULPIT LN | No | No | NA | UNK-NOLG | NO | #VALUE! | PLB | UNK-NOLG | #VALUE! | 1950 | NON-LEAD | FVAO | historical reports | SF | No | UNK | UNK | 1950 | N/A |  | NA | NA | NA
36259 | 16 PULPIT LN | No | No | NA | UNK-NOLG | NO | #VALUE! | PLB | UNK-NOLG | #VALUE! | 1895 | NON-LEAD | FVAO | historical reports | SF | No | UNK | UNK | 1895 | N/A |  | NA | NA | NA
36270 | 17 PULPIT LN | No | No | NA | UNK-NOLG | NO | #VALUE! | PLB | UNK-NOLG | #VALUE! | 1972 | NON-LEAD | FVAO | historical reports | SF | No | UNK | UNK | 1972 | N/A |  | NA | NA | NA
36220 | 18 PULPIT LN | No | No | NA | UNK-NOLG | NO | #VALUE! | ALB | UNK-NOLG | #VALUE! | 2003 | NON-LEAD | FVAO | historical reports | SF | No | UNK | UNK | 2003 | N/A |  | NA | NA | NA
36269 | 19 PULPIT LN | No | No | NA | UNK-NOLG | NO | #VALUE! | PLB | UNK-NOLG | #VALUE! | 1890 | NON-LEAD | FVAO | historical reports | SF | No | UNK | UNK | 1890 | N/A |  | NA | NA | NA
36262 | 20 PULPIT LN | No | No | NA | UNK-NOLG | NO | #VALUE! | ALB | UNK-NOLG | #VALUE! | 2010 | NON-LEAD | FVAO | historical reports | SF | No | UNK | UNK | 2010 | N/A |  | NA | NA | NA
36261 | 22 PULPIT LN | No | No | NA | UNK-NOLG | NO | #VALUE! | ALB | UNK-NOLG | #VALUE! | 2010 | NON-LEAD | FVAO | historical reports | SF | No | UNK | UNK | 2010 | N/A |  | NA | NA | NA
36263 | 24 PULPIT LN | No | No | NA | UNK-NOLG | NO | #VALUE! | ALB | UNK-NOLG | #VALUE! | 2001 | NON-LEAD | FVAO | historical reports | SF | No | UNK | UNK | 2001 | N/A |  | NA | NA | NA
36267 | 25 PULPIT LN | No | No | NA | UNK-NOLG | NO | #VALUE! | ALB | UNK-NOLG | #VALUE! | 1986 | NON-LEAD | FVAO | historical reports | SF | No | UNK | UNK | 1986 | N/A |  | NA | NA | NA
36264 | 26 PULPIT LN | No | No | NA | UNK-NOLG | NO | #VALUE! | PLB | UNK-NOLG | #VALUE! | 1900 | NON-LEAD | FVAO | historical reports | SF | No | UNK | UNK | 1900 | N/A |  | NA | NA | NA
29004 | 28 PULPIT LN | No | No | NA | UNK-NOLG | NO | #VALUE! | PLB | UNK-NOLG | #VALUE! | 1870 | NON-LEAD | FVAO | historical reports | SF | No | UNK | UNK | 1870 | N/A |  | NA | NA | NA
36266 | 31 PULPIT LN | No | No | NA | UNK-NOLG | NO | #VALUE! | PLB | UNK-NOLG | #VALUE! | 1890 | NON-LEAD | FVAO | historical reports | SF | No | UNK | UNK | 1890 | N/A |  | NA | NA | NA
29005 | 32 PULPIT LN | No | No | NA | UNK-NOLG | NO | #VALUE! | PLB | UNK-NOLG | #VALUE! | 1960 | NON-LEAD | FVAO | historical reports | SF | No | UNK | UNK | 1960 | N/A |  | NA | NA | NA
36516 | 18A PULPIT LN | No | No | NA | UNK-NOLG | NO | #VALUE! | ALB | UNK-NOLG | #VALUE! | 2003 | NON-LEAD | FVAO | historical reports | SF | No | UNK | UNK | 2003 | N/A |  | NA | NA | NA
36528 | 8 PUWAL LN | No | No | NA | UNK-NOLG | NO | #VALUE! | ALB | UNK-NOLG | #VALUE! | 1986 | NON-LEAD | FVAO | historical reports | SF | No | UNK | UNK | 1986 | N/A |  | NA | NA | NA
36529 | 10 PUWAL LN | No | No | NA | UNK-NOLG | NO | #VALUE! | PLB | UNK-NOLG | #VALUE! | ALB | NON-LEAD | FVAO | historical reports | SF | No | UNK | UNK | #N/A | N/A |  | NA | NA | NA
36373 | 14 PUWAL LN | No | No | NA | UNK-NOLG | NO | #VALUE! | ALB | UNK-NOLG | #VALUE! | 2019 | NON-LEAD | FVAO | historical reports | SF | No | UNK | UNK | 2019 | N/A |  | NA | NA | NA
36530 | 16 PUWAL LN | No | No | NA | UNK-NOLG | NO | #VALUE! | PLB | UNK-NOLG | #VALUE! | #N/A | NON-LEAD | FVAO | historical reports | SF | No | UNK | UNK | #N/A | N/A |  | NA | NA | NA
36100 | 20 PUWAL LN | No | No | NA | UNK-NOLG | NO | #VALUE! | PLB | UNK-NOLG | #VALUE! | ALB | NON-LEAD | FVAO | historical reports | SF | No | UNK | UNK | 0 | N/A |  | NA | NA | NA
58610 | 11A RED OAK CIR | No | No | NA | UNK-NOLG | NO | #VALUE! | PLB | UNK-NOLG | #VALUE! | 1950 | NON-LEAD | FVAO | historical reports | SF | No | UNK | UNK | 1950 | N/A |  | NA | NA | NA
58611 | 11B RED OAK CIR | No | No | NA | UNK-NOLG | NO | #VALUE! | PLB | UNK-NOLG | #VALUE! | 1950 | NON-LEAD | FVAO | historical reports | SF | No | UNK | UNK | 1950 | N/A |  | NA | NA | NA
58612 | 11C RED OAK CIR | No | No | NA | UNK-NOLG | NO | #VALUE! | PLB | UNK-NOLG | #VALUE! | 1950 | NON-LEAD | FVAO | historical reports | SF | No | UNK | UNK | 1950 | N/A |  | NA | NA | NA
58613 | 15A RED OAK CIR | No | No | NA | UNK-NOLG | NO | #VALUE! | PLB | UNK-NOLG | #VALUE! | 1950 | NON-LEAD | FVAO | historical reports | SF | No | UNK | UNK | 1950 | N/A |  | NA | NA | NA
58614 | 15B RED OAK CIR | No | No | NA | UNK-NOLG | NO | #VALUE! | PLB | UNK-NOLG | #VALUE! | 1950 | NON-LEAD | FVAO | historical reports | SF | No | UNK | UNK | 1950 | N/A |  | NA | NA | NA
58615 | 15C RED OAK CIR | No | No | NA | UNK-NOLG | NO | #VALUE! | PLB | UNK-NOLG | #VALUE! | 1950 | NON-LEAD | FVAO | historical reports | SF | No | UNK | UNK | 1950 | N/A |  | NA | NA | NA
58616 | 15D RED OAK CIR | No | No | NA | UNK-NOLG | NO | #VALUE! | PLB | UNK-NOLG | #VALUE! | 1950 | NON-LEAD | FVAO | historical reports | SF | No | UNK | UNK | 1950 | N/A |  | NA | NA | NA
58617 | 17A RED OAK CIR | No | No | NA | UNK-NOLG | NO | #VALUE! | PLB | UNK-NOLG | #VALUE! | 1950 | NON-LEAD | FVAO | historical reports | SF | No | UNK | UNK | 1950 | N/A |  | NA | NA | NA
58618 | 17B RED OAK CIR | No | No | NA | UNK-NOLG | NO | #VALUE! | PLB | UNK-NOLG | #VALUE! | 1950 | NON-LEAD | FVAO | historical reports | SF | No | UNK | UNK | 1950 | N/A |  | NA | NA | NA
58619 | 19A RED OAK CIR | No | No | NA | UNK-NOLG | NO | #VALUE! | PLB | UNK-NOLG | #VALUE! | 1950 | NON-LEAD | FVAO | historical reports | SF | No | UNK | UNK | 1950 | N/A |  | NA | NA | NA
58620 | 19B RED OAK CIR | No | No | NA | UNK-NOLG | NO | #VALUE! | PLB | UNK-NOLG | #VALUE! | 1950 | NON-LEAD | FVAO | historical reports | SF | No | UNK | UNK | 1950 | N/A |  | NA | NA | NA
58607 | 9A RED OAK CIR | No | No | NA | UNK-NOLG | NO | #VALUE! | PLB | UNK-NOLG | #VALUE! | 1950 | NON-LEAD | FVAO | historical reports | SF | No | UNK | UNK | 1950 | N/A |  | NA | NA | NA
58608 | 9B RED OAK CIR | No | No | NA | UNK-NOLG | NO | #VALUE! | PLB | UNK-NOLG | #VALUE! | 1950 | NON-LEAD | FVAO | historical reports | SF | No | UNK | UNK | 1950 | N/A |  | NA | NA | NA
58609 | 9C RED OAK CIR | No | No | NA | UNK-NOLG | NO | #VALUE! | PLB | UNK-NOLG | #VALUE! | 1950 | NON-LEAD | FVAO | historical reports | SF | No | UNK | UNK | 1950 | N/A |  | NA | NA | NA
29083 | 2 ROAD TO THE PLAINS | No | No | NA | UNK-NOLG | NO | #VALUE! | PLB | UNK-NOLG | #VALUE! | 1972 | NON-LEAD | FVAO | historical reports | SF | No | UNK | UNK | 1972 | N/A |  | NA | NA | NA
29121 | 3 ROAD TO THE PLAINS | No | No | NA | UNK-NOLG | NO | #VALUE! | PLB | UNK-NOLG | #VALUE! | 1973 | NON-LEAD | FVAO | historical reports | SF | No | UNK | UNK | 1973 | N/A |  | NA | NA | NA
29084 | 4 ROAD TO THE PLAINS | No | No | NA | UNK-NOLG | NO | #VALUE! | ALB | UNK-NOLG | #VALUE! | 2017 | NON-LEAD | FVAO | historical reports | SF | No | UNK | UNK | 2017 | N/A |  | NA | NA | NA
29118 | 7 ROAD TO THE PLAINS | No | No | NA | UNK-NOLG | NO | #VALUE! | ALB | UNK-NOLG | #VALUE! | 2002 | NON-LEAD | FVAO | historical reports | SF | No | UNK | UNK | 2002 | N/A |  | NA | NA | NA
29117 | 9 ROAD TO THE PLAINS | No | No | NA | UNK-NOLG | NO | #VALUE! | PLB | UNK-NOLG | #VALUE! | 1930 | NON-LEAD | FVAO | historical reports | SF | No | UNK | UNK | 1930 | N/A |  | NA | NA | NA
29116 | 11 ROAD TO THE PLAINS | No | No | NA | UNK-NOLG | NO | #VALUE! | PLB | UNK-NOLG | #VALUE! | 1977 | NON-LEAD | FVAO | historical reports | SF | No | UNK | UNK | 1977 | N/A |  | NA | NA | NA
29111 | 14 ROAD TO THE PLAINS | No | No | NA | UNK-NOLG | NO | #VALUE! | PLB | UNK-NOLG | #VALUE! | 1983 | NON-LEAD | FVAO | historical reports | SF | No | UNK | UNK | 1983 | N/A |  | NA | NA | NA
29115 | 15 ROAD TO THE PLAINS | No | No | NA | UNK-NOLG | NO | #VALUE! | PLB | UNK-NOLG | #VALUE! | 1983 | NON-LEAD | FVAO | historical reports | SF | No | UNK | UNK | 1983 | N/A |  | NA | NA | NA
29114 | 17 ROAD TO THE PLAINS | No | No | NA | UNK-NOLG | NO | #VALUE! | PLB | UNK-NOLG | #VALUE! | 1953 | NON-LEAD | FVAO | historical reports | SF | No | UNK | UNK | 1953 | N/A |  | NA | NA | NA
29108 | 18 ROAD TO THE PLAINS | No | No | NA | UNK-NOLG | NO | #VALUE! | PLB | UNK-NOLG | #VALUE! | 1964 | NON-LEAD | FVAO | historical reports | SF | No | UNK | UNK | 1964 | N/A |  | NA | NA | NA
28553 | 19 ROAD TO THE PLAINS | No | No | NA | UNK-NOLG | NO | #VALUE! | PLB | UNK-NOLG | #VALUE! | 1982 | NON-LEAD | FVAO | historical reports | SF | No | UNK | UNK | 1982 | N/A |  | NA | NA | NA
29107 | 20 ROAD TO THE PLAINS | No | No | NA | UNK-NOLG | NO | #VALUE! | PLB | UNK-NOLG | #VALUE! | 1966 | NON-LEAD | FVAO | historical reports | SF | No | UNK | UNK | 1966 | N/A |  | NA | NA | NA
36524 | 29 ROAD TO THE PLAINS | No | No | NA | UNK-NOLG | NO | #VALUE! | PLB | UNK-NOLG | #VALUE! | 1985 | NON-LEAD | FVAO | historical reports | SF | No | UNK | UNK | 1985 | N/A |  | NA | NA | NA
36523 | 31 ROAD TO THE PLAINS | No | No | NA | UNK-NOLG | NO | #VALUE! | PLB | UNK-NOLG | #VALUE! | 1985 | NON-LEAD | FVAO | historical reports | SF | No | UNK | UNK | 1985 | N/A |  | NA | NA | NA
36522 | 33 ROAD TO THE PLAINS | No | No | NA | UNK-NOLG | NO | #VALUE! | PLB | UNK-NOLG | #VALUE! | 1985 | NON-LEAD | FVAO | historical reports | SF | No | UNK | UNK | 1985 | N/A |  | NA | NA | NA
36723 | 33 ROAD TO THE PLAINS | No | No | NA | UNK-NOLG | NO | #VALUE! | PLB | UNK-NOLG | #VALUE! | 1985 | NON-LEAD | FVAO | historical reports | SF | No | UNK | UNK | 1985 | N/A |  | NA | NA | NA
36230 | 40 ROAD TO THE PLAINS | No | No | NA | UNK-NOLG | NO | #VALUE! | PLB | UNK-NOLG | #VALUE! | 1978 | NON-LEAD | FVAO | historical reports | SF | No | UNK | UNK | 1978 | N/A |  | NA | NA | NA
36231 | 42 ROAD TO THE PLAINS | No | No | NA | UNK-NOLG | NO | #VALUE! | PLB | UNK-NOLG | #VALUE! | 1972 | NON-LEAD | FVAO | historical reports | SF | No | UNK | UNK | 1972 | N/A |  | NA | NA | NA
37638 | 43 ROAD TO THE PLAINS | No | No | NA | UNK-NOLG | NO | #VALUE! | ALB | UNK-NOLG | #VALUE! | 2004 | NON-LEAD | FVAO | historical reports | SF | No | UNK | UNK | 2004 | N/A |  | NA | NA | NA
37650 | 49 ROAD TO THE PLAINS | No | No | NA | UNK-NOLG | NO | #VALUE! | PLB | UNK-NOLG | #VALUE! | 1979 | NON-LEAD | FVAO | historical reports | SF | No | UNK | UNK | 1979 | N/A |  | NA | NA | NA
37053 | 50 ROAD TO THE PLAINS | No | No | NA | UNK-NOLG | NO | #VALUE! | PLB | UNK-NOLG | #VALUE! | 1945 | NON-LEAD | FVAO | historical reports | SF | No | UNK | UNK | 1945 | N/A |  | NA | NA | NA
37639 | 51 ROAD TO THE PLAINS | No | No | NA | UNK-NOLG | NO | #VALUE! | ALB | UNK-NOLG | #VALUE! | 1987 | NON-LEAD | FVAO | historical reports | SF | No | UNK | UNK | 1987 | N/A |  | NA | NA | NA
37651 | 53 ROAD TO THE PLAINS | No | No | NA | UNK-NOLG | NO | #VALUE! | ALB | UNK-NOLG | #VALUE! | 1988 | NON-LEAD | FVAO | historical reports | SF | No | UNK | UNK | 1988 | N/A |  | NA | NA | NA
10006 | 1 ROBIN'S NEST RD | No | No | NA | UNK-NOLG | NO | #VALUE! | ALB | UNK-NOLG | #VALUE! | 1987 | NON-LEAD | FVAO | historical reports | SF | No | UNK | UNK | 1987 | N/A |  | NA | NA | NA
10014 | 2 ROBIN'S NEST RD | No | No | NA | UNK-NOLG | NO | #VALUE! | PLB | UNK-NOLG | #VALUE! | 1935 | NON-LEAD | FVAO | historical reports | SF | No | UNK | UNK | 1935 | N/A |  | NA | NA | NA
10005 | 3 ROBIN'S NEST RD | No | No | NA | UNK-NOLG | NO | #VALUE! | PLB | UNK-NOLG | #VALUE! | 1960 | NON-LEAD | FVAO | historical reports | SF | No | UNK | UNK | 1960 | N/A |  | NA | NA | NA
10015 | 4 ROBIN'S NEST RD | No | No | NA | UNK-NOLG | NO | #VALUE! | PLB | UNK-NOLG | #VALUE! | 1975 | NON-LEAD | FVAO | historical reports | SF | No | UNK | UNK | 1975 | N/A |  | NA | NA | NA
10004 | 5 ROBIN'S NEST RD | No | No | NA | UNK-NOLG | NO | #VALUE! | PLB | UNK-NOLG | #VALUE! | 1968 | NON-LEAD | FVAO | historical reports | SF | No | UNK | UNK | 1968 | N/A |  | NA | NA | NA
10016 | 6 ROBIN'S NEST RD | No | No | NA | UNK-NOLG | NO | #VALUE! | PLB | UNK-NOLG | #VALUE! | 1982 | NON-LEAD | FVAO | historical reports | SF | No | UNK | UNK | 1982 | N/A |  | NA | NA | NA
10003 | 7 ROBIN'S NEST RD | No | No | NA | UNK-NOLG | NO | #VALUE! | ALB | UNK-NOLG | #VALUE! | 1986 | NON-LEAD | FVAO | historical reports | SF | No | UNK | UNK | 1986 | N/A |  | NA | NA | NA
10001 | 11 ROBIN'S NEST RD | No | No | NA | UNK-NOLG | NO | #VALUE! | PLB | UNK-NOLG | #VALUE! | 1980 | NON-LEAD | FVAO | historical reports | SF | No | UNK | UNK | 1980 | N/A |  | NA | NA | NA
10047 | 13 ROBIN'S NEST RD | No | No | NA | UNK-NOLG | NO | #VALUE! | PLB | UNK-NOLG | #VALUE! | 1968 | NON-LEAD | FVAO | historical reports | SF | No | UNK | UNK | 1968 | N/A |  | NA | NA | NA
10019 | 15 ROBIN'S NEST RD | No | No | NA | UNK-NOLG | NO | #VALUE! | PLB | UNK-NOLG | #VALUE! | 1953 | NON-LEAD | FVAO | historical reports | SF | No | UNK | UNK | 1953 | N/A |  | NA | NA | NA
10017 | 16 ROBIN'S NEST RD | No | No | NA | UNK-NOLG | NO | #VALUE! | PLB | UNK-NOLG | #VALUE! | 1963 | NON-LEAD | FVAO | historical reports | SF | No | UNK | UNK | 1963 | N/A |  | NA | NA | NA
10020 | 17 ROBIN'S NEST RD | No | No | NA | UNK-NOLG | NO | #VALUE! | PLB | UNK-NOLG | #VALUE! | PLB | NON-LEAD | FVAO | historical reports | SF | No | UNK | UNK | #N/A | N/A |  | NA | NA | NA
10033 | 19 ROBIN'S NEST RD | No | No | NA | UNK-NOLG | NO | #VALUE! | PLB | UNK-NOLG | #VALUE! | 1960 | NON-LEAD | FVAO | historical reports | SF | No | UNK | UNK | 1960 | N/A |  | NA | NA | NA
10032 | 21 ROBIN'S NEST RD | Yes | No | NA | UNK-NOLG | NO | #VALUE! | PLB | UNK-NOLG | #VALUE! | 1972 | NON-LEAD | FVAO | historical reports | SF | No | UNK | UNK | 1972 | R | 1 | NA | NA | NA
10031 | 23 ROBIN'S NEST RD | Yes | No | NA | UNK-NOLG | NO | #VALUE! | PLB | UNK-NOLG | #VALUE! | 1973 | NON-LEAD | FVAO | historical reports | SF | No | UNK | UNK | 1973 | R | 1 | NA | NA | NA
10022 | 24 ROBIN'S NEST RD | No | No | NA | UNK-NOLG | NO | #VALUE! | PLB | UNK-NOLG | #VALUE! | 1970 | NON-LEAD | FVAO | historical reports | SF | No | UNK | UNK | 1970 | N/A |  | NA | NA | NA
10030 | 25 ROBIN'S NEST RD | No | No | NA | UNK-NOLG | NO | #VALUE! | PLB | UNK-NOLG | #VALUE! | 1980 | NON-LEAD | FVAO | historical reports | SF | No | UNK | UNK | 1980 | N/A |  | NA | NA | NA
10023 | 26 ROBIN'S NEST RD | No | No | NA | UNK-NOLG | NO | #VALUE! | ALB | UNK-NOLG | #VALUE! | 2001 | NON-LEAD | FVAO | historical reports | SF | No | UNK | UNK | 2001 | N/A |  | NA | NA | NA
10029 | 27 ROBIN'S NEST RD | No | No | NA | UNK-NOLG | NO | #VALUE! | PLB | UNK-NOLG | #VALUE! | 1968 | NON-LEAD | FVAO | historical reports | SF | No | UNK | UNK | 1968 | N/A |  | NA | NA | NA
10024 | 28 ROBIN'S NEST RD | No | No | NA | UNK-NOLG | NO | #VALUE! | PLB | UNK-NOLG | #VALUE! | 1965 | NON-LEAD | FVAO | historical reports | SF | No | UNK | UNK | 1965 | N/A |  | NA | NA | NA
10027 | 29 ROBIN'S NEST RD | No | No | NA | UNK-NOLG | NO | #VALUE! | PLB | UNK-NOLG | #VALUE! | 1975 | NON-LEAD | FVAO | historical reports | SF | No | UNK | UNK | 1975 | N/A |  | NA | NA | NA
65166 | 16 ROBINSON RD | No | No | NA | UNK-NOLG | NO | #VALUE! | ALB | UNK-NOLG | #VALUE! | 1995 | NON-LEAD | FVAO | historical reports | SF | No | UNK | UNK | 1995 | N/A |  | NA | NA | NA
65597 | 17 ROBINSON RD | No | No | NA | UNK-NOLG | NO | #VALUE! | PLB | UNK-NOLG | #VALUE! | PLB | NON-LEAD | FVAO | historical reports | NONRES | No | UNK | UNK | #N/A | N/A |  | NA | NA | NA
65165 | 22 ROBINSON RD | No | No | NA | UNK-NOLG | NO | #VALUE! | PLB | UNK-NOLG | #VALUE! | 1978 | NON-LEAD | FVAO | historical reports | NONRES | No | UNK | UNK | 1978 | N/A |  | NA | NA | NA
65164 | 28 ROBINSON RD | No | No | NA | UNK-NOLG | NO | #VALUE! | PLB | UNK-NOLG | #VALUE! | 1982 | NON-LEAD | FVAO | historical reports | SF | No | UNK | UNK | 1982 | N/A |  | NA | NA | NA
65608 | 32 ROBINSON RD | No | No | NA | UNK-NOLG | NO | #VALUE! | PLB | UNK-NOLG | #VALUE! | 1984 | NON-LEAD | FVAO | historical reports | SF | No | UNK | UNK | 1984 | N/A |  | NA | NA | NA
65654 | 35 ROBINSON RD | Yes | No | NA | UNK-NOLG | NO | #VALUE! | ALB | UNK-NOLG | #VALUE! | 2005 | NON-LEAD | FVAO | historical reports | SCH/CC | No | UNK | UNK | 2005 | R |  | NA | NA | NA
65655 | 35 ROBINSON RD | No | No | NA | UNK-NOLG | NO | #VALUE! | ALB | UNK-NOLG | #VALUE! | 2005 | NON-LEAD | FVAO | historical reports | NONRES | No | UNK | UNK | 2005 | N/A |  | NA | NA | NA
65621 | 40 ROBINSON RD | No | No | NA | UNK-NOLG | NO | #VALUE! | ALB | UNK-NOLG | #VALUE! | 1997 | NON-LEAD | FVAO | historical reports | NONRES | No | UNK | UNK | 1997 | N/A |  | NA | NA | NA
65153 | 47 ROBINSON RD | No | No | NA | UNK-NOLG | NO | #VALUE! | ALB | UNK-NOLG | #VALUE! | 2001 | NON-LEAD | FVAO | historical reports | SF | No | UNK | UNK | 2001 | N/A |  | NA | NA | NA
65156 | 51 ROBINSON RD | No | No | NA | UNK-NOLG | NO | #VALUE! | PLB | UNK-NOLG | #VALUE! | 1983 | NON-LEAD | FVAO | historical reports | SF | No | UNK | UNK | 1983 | N/A |  | NA | NA | NA
65602 | 52 ROBINSON RD | No | No | NA | UNK-NOLG | NO | #VALUE! | PLB | UNK-NOLG | #VALUE! | 1945 | NON-LEAD | FVAO | historical reports | SF | No | UNK | UNK | 1945 | N/A |  | NA | NA | NA
65595 | 56 ROBINSON RD | No | No | NA | UNK-NOLG | NO | #VALUE! | PLB | UNK-NOLG | #VALUE! | 1945 | NON-LEAD | FVAO | historical reports | SF | No | UNK | UNK | 1945 | N/A |  | NA | NA | NA
65864 | 32A ROBINSON RD | No | No | NA | UNK-NOLG | NO | #VALUE! | PLB | UNK-NOLG | #VALUE! | 1984 | NON-LEAD | FVAO | historical reports | SF | No | UNK | UNK | 1984 | N/A |  | NA | NA | NA
65865 | 32B ROBINSON RD | No | No | NA | UNK-NOLG | NO | #VALUE! | PLB | UNK-NOLG | #VALUE! | 1984 | NON-LEAD | FVAO | historical reports | SF | No | UNK | UNK | 1984 | N/A |  | NA | NA | NA
66620 | 11 S SUMMER ST | No | No | NA | UNK-NOLG | NO | #VALUE! | PLB | UNK-NOLG | #VALUE! | 1979 | NON-LEAD | FVAO | historical reports | SF | No | UNK | UNK | 1979 | N/A |  | NA | NA | NA
66190 | 11 S SUMMER ST | No | No | NA | UNK-NOLG | NO | #VALUE! | PLB | UNK-NOLG | #VALUE! | 1979 | NON-LEAD | FVAO | historical reports | NONRES | No | UNK | UNK | 1979 | N/A |  | NA | NA | NA
66189 | 19 S SUMMER ST | No | No | NA | UNK-NOLG | NO | #VALUE! | PLB | UNK-NOLG | #VALUE! | 1979 | NON-LEAD | FVAO | historical reports | SF | No | UNK | UNK | 1979 | N/A |  | NA | NA | NA
66132 | 20 S SUMMER ST | No | No | NA | UNK-NOLG | NO | #VALUE! | ALB | UNK-NOLG | #VALUE! | 1998 | NON-LEAD | FVAO | historical reports | NONRES | No | UNK | UNK | 1998 | N/A |  | NA | NA | NA
66131 | 24 S SUMMER ST | No | No | NA | UNK-NOLG | NO | #VALUE! | PLB | UNK-NOLG | #VALUE! | 1970 | NON-LEAD | FVAO | historical reports | SF | No | UNK | UNK | 1970 | N/A |  | NA | NA | NA
66186 | 27 S SUMMER ST | No | No | NA | UNK-NOLG | NO | #VALUE! | ALB | UNK-NOLG | #VALUE! | 1987 | NON-LEAD | FVAO | historical reports | NONRES | No | UNK | UNK | 1987 | N/A |  | NA | NA | NA
66134 | 28 S SUMMER ST | No | No | NA | UNK-NOLG | NO | #VALUE! | ALB | UNK-NOLG | #VALUE! | 1999 | NON-LEAD | FVAO | historical reports | NONRES | No | UNK | UNK | 1999 | N/A |  | NA | NA | NA
66183 | 33 S SUMMER ST | No | No | NA | UNK-NOLG | NO | #VALUE! | ALB | UNK-NOLG | #VALUE! | 1998 | NON-LEAD | FVAO | historical reports | NONRES | No | UNK | UNK | 1998 | N/A |  | NA | NA | NA
66136 | 34 S SUMMER ST | No | No | NA | UNK-NOLG | NO | #VALUE! | PLB | UNK-NOLG | #VALUE! | 2007 | NON-LEAD | FVAO | historical reports | NONRES | No | UNK | UNK | 2007 | N/A |  | NA | NA | NA
66182 | 37 S SUMMER ST | No | No | NA | UNK-NOLG | NO | #VALUE! | PLB | UNK-NOLG | #VALUE! | 1978 | NON-LEAD | FVAO | historical reports | SF | No | UNK | UNK | 1978 | N/A |  | NA | NA | NA
66139 | 40 S SUMMER ST | No | No | NA | UNK-NOLG | NO | #VALUE! | PLB | UNK-NOLG | #VALUE! | 1978 | NON-LEAD | FVAO | historical reports | SF | No | UNK | UNK | 1978 | N/A |  | NA | NA | NA
66179 | 41 S SUMMER ST | No | No | NA | UNK-NOLG | NO | #VALUE! | ALB | UNK-NOLG | #VALUE! | 1999 | NON-LEAD | FVAO | historical reports | SF | No | UNK | UNK | 1999 | N/A |  | NA | NA | NA
66140 | 44 S SUMMER ST | No | No | NA | UNK-NOLG | NO | #VALUE! | PLB | UNK-NOLG | #VALUE! | 1938 | NON-LEAD | FVAO | historical reports | SF | No | UNK | UNK | 1938 | N/A |  | NA | NA | NA
66177 | 45 S SUMMER ST | No | No | NA | UNK-NOLG | NO | #VALUE! | PLB | UNK-NOLG | #VALUE! | 1975 | NON-LEAD | FVAO | historical reports | NONRES | No | UNK | UNK | 1975 | N/A |  | NA | NA | NA
66171 | 49 S SUMMER ST | No | No | NA | UNK-NOLG | NO | #VALUE! | ALB | UNK-NOLG | #VALUE! | 1999 | NON-LEAD | FVAO | historical reports | SF | No | UNK | UNK | 1999 | N/A |  | NA | NA | NA
66144 | 52 S SUMMER ST | No | No | NA | UNK-NOLG | NO | #VALUE! | ALB | UNK-NOLG | #VALUE! | 1990 | NON-LEAD | FVAO | historical reports | SF | No | UNK | UNK | 1990 | N/A |  | NA | NA | NA
66168 | 53 S SUMMER ST | No | No | NA | UNK-NOLG | NO | #VALUE! | ALB | UNK-NOLG | #VALUE! | 2000 | NON-LEAD | FVAO | historical reports | SF | No | UNK | UNK | 2000 | N/A |  | NA | NA | NA
66166 | 57 S SUMMER ST | No | No | NA | UNK-NOLG | NO | #VALUE! | ALB | UNK-NOLG | #VALUE! | 1995 | NON-LEAD | FVAO | historical reports | SF | No | UNK | UNK | 1995 | N/A |  | NA | NA | NA
66145 | 58 S SUMMER ST | No | No | NA | UNK-NOLG | NO | #VALUE! | PLB | UNK-NOLG | #VALUE! | 1950 | NON-LEAD | FVAO | historical reports | SF | No | UNK | UNK | 1950 | N/A |  | NA | NA | NA
66164 | 61 S SUMMER ST | No | No | NA | UNK-NOLG | NO | #VALUE! | PLB | UNK-NOLG | #VALUE! | 1982 | NON-LEAD | FVAO | historical reports | SF | No | UNK | UNK | 1982 | N/A |  | NA | NA | NA
66325 | 62 S SUMMER ST | No | No | NA | UNK-NOLG | NO | #VALUE! | PLB | UNK-NOLG | #VALUE! | 1935 | NON-LEAD | FVAO | historical reports | SF | No | UNK | UNK | 1935 | N/A |  | NA | NA | NA
66630 | 64 S SUMMER ST | No | No | NA | UNK-NOLG | NO | #VALUE! | PLB | UNK-NOLG | #VALUE! | 1965 | NON-LEAD | FVAO | historical reports | SF | No | UNK | UNK | 1965 | N/A |  | NA | NA | NA
66160 | 65 S SUMMER ST | No | No | NA | UNK-NOLG | NO | #VALUE! | PLB | UNK-NOLG | #VALUE! | 1963 | NON-LEAD | FVAO | historical reports | SF | No | UNK | UNK | 1963 | N/A |  | NA | NA | NA
66149 | 66 S SUMMER ST | No | No | NA | UNK-NOLG | NO | #VALUE! | ALB | UNK-NOLG | #VALUE! | 1987 | NON-LEAD | FVAO | historical reports | SF | No | UNK | UNK | 1987 | N/A |  | NA | NA | NA
66153 | 70 S SUMMER ST | No | No | NA | UNK-NOLG | NO | #VALUE! | ALB | UNK-NOLG | #VALUE! | 2001 | NON-LEAD | FVAO | historical reports | SF | No | UNK | UNK | 2001 | N/A |  | NA | NA | NA
66155 | 74 S SUMMER ST | No | No | NA | UNK-NOLG | NO | #VALUE! | PLB | UNK-NOLG | #VALUE! | PLB | NON-LEAD | FVAO | historical reports | SF | No | UNK | UNK | 0 | N/A |  | NA | NA | NA
66159 | 75 S SUMMER ST | No | No | NA | UNK-NOLG | NO | #VALUE! | ALB | UNK-NOLG | #VALUE! | 1989 | NON-LEAD | FVAO | historical reports | SF | No | UNK | UNK | 1989 | N/A |  | NA | NA | NA
66229 | 78 S SUMMER ST | No | No | NA | UNK-NOLG | NO | #VALUE! | PLB | UNK-NOLG | #VALUE! | 1984 | NON-LEAD | FVAO | historical reports | SF | No | UNK | UNK | 1984 | N/A |  | NA | NA | NA
66688 | 80 S SUMMER ST | No | No | NA | UNK-NOLG | NO | #VALUE! | PLB | UNK-NOLG | #VALUE! | 1984 | NON-LEAD | FVAO | historical reports | SF | No | UNK | UNK | 1984 | N/A |  | NA | NA | NA
67007 | 106 S SUMMER ST | No | No | NA | UNK-NOLG | NO | #VALUE! | ALB | UNK-NOLG | #VALUE! | 1987 | NON-LEAD | FVAO | historical reports | SF | No | UNK | UNK | 1987 | N/A |  | NA | NA | NA
67521 | 112 S SUMMER ST | No | No | NA | UNK-NOLG | NO | #VALUE! | PLB | UNK-NOLG | #VALUE! | 1977 | NON-LEAD | FVAO | historical reports | SF | No | UNK | UNK | 1977 | N/A |  | NA | NA | NA
67014 | 119 S SUMMER ST | No | No | NA | UNK-NOLG | NO | #VALUE! | PLB | UNK-NOLG | #VALUE! | 1935 | NON-LEAD | FVAO | historical reports | SF | No | UNK | UNK | 1935 | N/A |  | NA | NA | NA
66622 | 27A S SUMMER ST | No | No | NA | UNK-NOLG | NO | #VALUE! | ALB | UNK-NOLG | #VALUE! | 1987 | NON-LEAD | FVAO | historical reports | SF | No | UNK | UNK | 1987 | N/A |  | NA | NA | NA
66552 | 28A S SUMMER ST | No | No | NA | UNK-NOLG | NO | #VALUE! | ALB | UNK-NOLG | #VALUE! | 1999 | NON-LEAD | FVAO | historical reports | SF | No | UNK | UNK | 1999 | N/A |  | NA | NA | NA
66697 | 33A S SUMMER ST | No | No | NA | UNK-NOLG | NO | #VALUE! | ALB | UNK-NOLG | #VALUE! | 1998 | NON-LEAD | FVAO | historical reports | NONRES | No | UNK | UNK | 1998 | N/A |  | NA | NA | NA
66723 | 41A S SUMMER ST | No | No | NA | UNK-NOLG | NO | #VALUE! | ALB | UNK-NOLG | #VALUE! | 1999 | NON-LEAD | FVAO | historical reports | SF | No | UNK | UNK | 1999 | N/A |  | NA | NA | NA
66785 | 49A S SUMMER ST | No | No | NA | UNK-NOLG | NO | #VALUE! | ALB | UNK-NOLG | #VALUE! | 1999 | NON-LEAD | FVAO | historical reports | SF | No | UNK | UNK | 1999 | N/A |  | NA | NA | NA
66550 | 58A S SUMMER ST | No | No | NA | UNK-NOLG | NO | #VALUE! | PLB | UNK-NOLG | #VALUE! | 1950 | NON-LEAD | FVAO | historical reports | SF | No | UNK | UNK | 1950 | N/A |  | NA | NA | NA
66656 | 74A S SUMMER ST | No | No | NA | UNK-NOLG | NO | #VALUE! | PLB | UNK-NOLG | #VALUE! | PLB | NON-LEAD | FVAO | historical reports | SF | No | UNK | UNK | 0 | N/A |  | NA | NA | NA
66657 | 74B S SUMMER ST | No | No | NA | UNK-NOLG | NO | #VALUE! | PLB | UNK-NOLG | #VALUE! | PLB | NON-LEAD | FVAO | historical reports | SF | No | UNK | UNK | 0 | N/A |  | NA | NA | NA
66515 | 0 S WATER ST | No | No | NA | UNK-NOLG | NO | #VALUE! | PLB | UNK-NOLG | #VALUE! | PLB | NON-LEAD | FVAO | historical reports | SF | No | UNK | UNK | #N/A | N/A |  | NA | NA | NA
66525 | 0 S WATER ST | No | No | NA | UNK-NOLG | NO | #VALUE! | PLB | UNK-NOLG | #VALUE! | PLB | NON-LEAD | FVAO | historical reports | SF | No | UNK | UNK | #N/A | N/A |  | NA | NA | NA
66536 | 0 S WATER ST | No | No | NA | UNK-NOLG | NO | #VALUE! | PLB | UNK-NOLG | #VALUE! | PLB | NON-LEAD | FVAO | historical reports | SF | No | UNK | UNK | #N/A | N/A |  | NA | NA | NA
66534 | 0 S WATER ST | No | No | NA | UNK-NOLG | NO | #VALUE! | PLB | UNK-NOLG | #VALUE! | PLB | NON-LEAD | FVAO | historical reports | NONRES | No | UNK | UNK | #N/A | N/A |  | NA | NA | NA
66324 | 1 S WATER ST | No | No | NA | UNK-NOLG | NO | #VALUE! | ALB | UNK-NOLG | #VALUE! | 1999 | NON-LEAD | FVAO | historical reports | NONRES | No | UNK | UNK | 1999 | N/A |  | NA | NA | NA
66500 | 2 S WATER ST | No | No | NA | UNK-NOLG | NO | #VALUE! | PLB | UNK-NOLG | #VALUE! | 1979 | NON-LEAD | FVAO | historical reports | SF | No | UNK | UNK | 1979 | N/A |  | NA | NA | NA
66501 | 2 S WATER ST | No | No | NA | UNK-NOLG | NO | #VALUE! | PLB | UNK-NOLG | #VALUE! | 1979 | NON-LEAD | FVAO | historical reports | SF | No | UNK | UNK | 1979 | N/A |  | NA | NA | NA
66202 | 2 S WATER ST | No | No | NA | UNK-NOLG | NO | #VALUE! | PLB | UNK-NOLG | #VALUE! | 1979 | NON-LEAD | FVAO | historical reports | NONRES | No | UNK | UNK | 1979 | N/A |  | NA | NA | NA
66507 | 3 S WATER ST | No | Yes | Lead | Cl-L | NO | #VALUE! | PLB | UNK-NOLG | #VALUE! | PLB | NON-LEAD | FVAO | historical reports | NONRES | No | UNK | UNK | #N/A | N/A |  | NA | NA | NA
66540 | 3 S WATER ST | No | No | NA | UNK-NOLG | NO | #VALUE! | PLB | UNK-NOLG | #VALUE! | PLB | NON-LEAD | FVAO | historical reports | NONRES | No | UNK | UNK | #N/A | N/A |  | NA | NA | NA
66713 | 3 S WATER ST | No | No | NA | UNK-NOLG | NO | #VALUE! | PLB | UNK-NOLG | #VALUE! | PLB | NON-LEAD | FVAO | historical reports | NONRES | No | UNK | UNK | #N/A | N/A |  | NA | NA | NA
66188 | 6 S WATER ST | No | Yes | Lead | Cl-L | NO | #VALUE! | ALB | UNK-NOLG | #VALUE! | 1994 | NON-LEAD | FVAO | historical reports | NONRES | No | UNK | UNK | 1994 | N/A |  | NA | NA | NA
66514 | 6 S WATER ST | No | Yes | Lead | UNK-NOLG | NO | #VALUE! | ALB | UNK-NOLG | #VALUE! | 1994 | NON-LEAD | FVAO | historical reports | NONRES | No | UNK | UNK | 1994 | N/A |  | NA | NA | NA
66796 | 6 S WATER ST | No | No | NA | UNK-NOLG | NO | #VALUE! | ALB | UNK-NOLG | #VALUE! | 1994 | NON-LEAD | FVAO | historical reports | NONRES | No | UNK | UNK | 1994 | N/A |  | NA | NA | NA
66524 | 8 S WATER ST | No | Yes | Lead | Cl_l | NO | #VALUE! | PLB | UNK-NOLG | #VALUE! | PLB | NON-LEAD | FVAO | historical reports | NONRES | No | UNK | UNK | #N/A | N/A |  | NA | NA | NA
66641 | 10 S WATER ST | No | No | NA | UNK-NOLG | NO | #VALUE! | PLB | UNK-NOLG | #VALUE! | PLB | NON-LEAD | FVAO | historical reports | SF | No | UNK | UNK | #N/A | N/A |  | NA | NA | NA
66516 | 12 S WATER ST | No | No | NA | UNK-NOLG | NO | #VALUE! | PLB | UNK-NOLG | #VALUE! | PLB | NON-LEAD | FVAO | historical reports | NONRES | No | UNK | UNK | #N/A | N/A |  | NA | NA | NA
66187 | 24 S WATER ST | No | No | NA | UNK-NOLG | NO | #VALUE! | PLB | UNK-NOLG | #VALUE! | 1979 | NON-LEAD | FVAO | historical reports | NONRES | No | UNK | UNK | 1979 | N/A |  | NA | NA | NA
66523 | 29 S WATER ST | No | No | NA | UNK-NOLG | NO | #VALUE! | PLB | UNK-NOLG | #VALUE! | 1972 | NON-LEAD | FVAO | historical reports | SF | No | UNK | UNK | 1972 | N/A |  | NA | NA | NA
66185 | 30 S WATER ST | No | No | NA | UNK-NOLG | NO | #VALUE! | ALB | UNK-NOLG | #VALUE! | 2018 | NON-LEAD | FVAO | historical reports | SF | No | UNK | UNK | 2018 | N/A |  | NA | NA | NA
66326 | 31 S WATER ST | No | No | NA | UNK-NOLG | NO | #VALUE! | PLB | UNK-NOLG | #VALUE! | 1972 | NON-LEAD | FVAO | historical reports | NONRES | No | UNK | UNK | 1972 | N/A |  | NA | NA | NA
66184 | 36 S WATER ST | No | No | NA | UNK-NOLG | NO | #VALUE! | PLB | UNK-NOLG | #VALUE! | 1970 | NON-LEAD | FVAO | historical reports | SF | No | UNK | UNK | 1970 | N/A |  | NA | NA | NA
66806 | 41 S WATER ST | No | No | NA | UNK-NOLG | NO | #VALUE! | ALB | UNK-NOLG | #VALUE! | 1997 | NON-LEAD | FVAO | historical reports | SF | No | UNK | UNK | 1997 | N/A |  | NA | NA | NA
66181 | 42 S WATER ST | No | No | NA | UNK-NOLG | NO | #VALUE! | ALB | UNK-NOLG | #VALUE! | 2005 | NON-LEAD | FVAO | historical reports | SF | No | UNK | UNK | 2005 | N/A |  | NA | NA | NA
66180 | 50 S WATER ST | No | No | NA | UNK-NOLG | NO | #VALUE! | PLB | UNK-NOLG | #VALUE! | 1983 | NON-LEAD | FVAO | historical reports | SF | No | UNK | UNK | 1983 | N/A |  | NA | NA | NA
66727 | 53 S WATER ST | No | No | NA | UNK-NOLG | NO | #VALUE! | PLB | UNK-NOLG | #VALUE! | 1970 | NON-LEAD | FVAO | historical reports | SF | No | UNK | UNK | 1970 | N/A |  | NA | NA | NA
66330 | 55 S WATER ST | No | No | NA | UNK-NOLG | NO | #VALUE! | PLB | UNK-NOLG | #VALUE! | 1682 | NON-LEAD | FVAO | historical reports | SF | No | UNK | UNK | 1682 | N/A |  | NA | NA | NA
66784 | 55 S WATER ST | No | No | NA | UNK-NOLG | NO | #VALUE! | PLB | UNK-NOLG | #VALUE! | 1682 | NON-LEAD | FVAO | historical reports | SF | No | UNK | UNK | 1682 | N/A |  | NA | NA | NA
66178 | 56 S WATER ST | No | No | NA | UNK-NOLG | NO | #VALUE! | PLB | UNK-NOLG | #VALUE! | 1835 | NON-LEAD | FVAO | historical reports | SF | No | UNK | UNK | 1835 | N/A |  | NA | NA | NA
66518 | 57 S WATER ST | No | No | NA | UNK-NOLG | NO | #VALUE! | ALB | UNK-NOLG | #VALUE! | 2005 | NON-LEAD | FVAO | historical reports | SF | No | UNK | UNK | 2005 | N/A |  | NA | NA | NA
66175 | 62 S WATER ST | No | No | NA | UNK-NOLG | NO | #VALUE! | PLB | UNK-NOLG | #VALUE! | 1940 | NON-LEAD | FVAO | historical reports | SF | No | UNK | UNK | 1940 | N/A |  | NA | NA | NA
66334 | 67 S WATER ST | No | No | NA | UNK-NOLG | NO | #VALUE! | ALB | UNK-NOLG | #VALUE! | 2010 | NON-LEAD | FVAO | historical reports | SF | No | UNK | UNK | 2010 | N/A |  | NA | NA | NA
66333 | 69 S WATER ST | No | No | NA | UNK-NOLG | NO | #VALUE! | ALB | UNK-NOLG | #VALUE! | 1989 | NON-LEAD | FVAO | historical reports | SF | No | UNK | UNK | 1989 | N/A |  | NA | NA | NA
66170 | 70 S WATER ST | No | No | NA | UNK-NOLG | NO | #VALUE! | PLB | UNK-NOLG | #VALUE! | 1984 | NON-LEAD | FVAO | historical reports | SF | No | UNK | UNK | 1984 | N/A |  | NA | NA | NA
66335 | 71 S WATER ST | No | No | NA | UNK-NOLG | NO | #VALUE! | PLB | UNK-NOLG | #VALUE! | 1980 | NON-LEAD | FVAO | historical reports | SF | No | UNK | UNK | 1980 | N/A |  | NA | NA | NA
66167 | 74 S WATER ST | No | No | NA | UNK-NOLG | NO | #VALUE! | ALB | UNK-NOLG | #VALUE! | 2015 | NON-LEAD | FVAO | historical reports | SF | No | UNK | UNK | 2015 | N/A |  | NA | NA | NA
66336 | 75 S WATER ST | No | No | NA | UNK-NOLG | NO | #VALUE! | ALB | UNK-NOLG | #VALUE! | 2009 | NON-LEAD | FVAO | historical reports | NONRES | No | UNK | UNK | 2009 | N/A |  | NA | NA | NA
66549 | 75 S WATER ST | No | No | NA | UNK-NOLG | NO | #VALUE! | ALB | UNK-NOLG | #VALUE! | 2009 | NON-LEAD | FVAO | historical reports | NONRES | No | UNK | UNK | 2009 | N/A |  | NA | NA | NA
66165 | 76 S WATER ST | No | No | NA | UNK-NOLG | NO | #VALUE! | PLB | UNK-NOLG | #VALUE! | 1978 | NON-LEAD | FVAO | historical reports | SF | No | UNK | UNK | 1978 | N/A |  | NA | NA | NA
66163 | 80 S WATER ST | No | No | NA | UNK-NOLG | NO | #VALUE! | ALB | UNK-NOLG | #VALUE! | 1997 | NON-LEAD | FVAO | historical reports | SF | No | UNK | UNK | 1997 | N/A |  | NA | NA | NA
66162 | 82 S WATER ST | No | No | NA | UNK-NOLG | NO | #VALUE! | ALB | UNK-NOLG | #VALUE! | 1999 | NON-LEAD | FVAO | historical reports | SF | No | UNK | UNK | 1999 | N/A |  | NA | NA | NA
67015 | 136 S WATER ST | No | No | NA | UNK-NOLG | NO | #VALUE! | PLB | UNK-NOLG | #VALUE! | 1975 | NON-LEAD | FVAO | historical reports | SF | No | UNK | UNK | 1975 | N/A |  | NA | NA | NA
67020 | 141 S WATER ST | No | No | NA | UNK-NOLG | NO | #VALUE! | PLB | UNK-NOLG | #VALUE! | 1940 | NON-LEAD | FVAO | historical reports | SF | No | UNK | UNK | 1940 | N/A |  | NA | NA | NA
67016 | 144 S WATER ST | No | Yes | Lead | Cl-L | NO | #VALUE! | ALB | UNK-NOLG | #VALUE! | 1994 | NON-LEAD | FVAO | historical reports | SF | No | UNK | UNK | 1994 | N/A |  | NA | NA | NA
67019 | 147 S WATER ST | No | No | NA | UNK-NOLG | NO | #VALUE! | PLB | UNK-NOLG | #VALUE! | 1953 | NON-LEAD | FVAO | historical reports | SF | No | UNK | UNK | 1953 | N/A |  | NA | NA | NA
67017 | 150 S WATER ST | No | No | NA | UNK-NOLG | NO | #VALUE! | PLB | UNK-NOLG | #VALUE! | 1963 | NON-LEAD | FVAO | historical reports | SF | No | UNK | UNK | 1963 | N/A |  | NA | NA | NA
66689 | 104A S WATER ST | No | No | NA | UNK-NOLG | NO | #VALUE! | PLB | UNK-NOLG | #VALUE! | PLB | NON-LEAD | FVAO | historical reports | SF | No | UNK | UNK | #N/A | N/A |  | NA | NA | NA
66544 | 12A S WATER ST | No | No | NA | UNK-NOLG | NO | #VALUE! | PLB | UNK-NOLG | #VALUE! | 1973 | NON-LEAD | FVAO | historical reports | SF | No | UNK | UNK | 1973 | N/A |  | NA | NA | NA
67505 | 141A S WATER ST | No | No | NA | UNK-NOLG | NO | #VALUE! | PLB | UNK-NOLG | #VALUE! | 1940 | NON-LEAD | FVAO | historical reports | SF | No | UNK | UNK | 1940 | N/A |  | NA | NA | NA
66584 | 29A S WATER ST | No | No | NA | UNK-NOLG | NO | #VALUE! | PLB | UNK-NOLG | #VALUE! | 1969 | NON-LEAD | FVAO | historical reports | SF | No | UNK | UNK | 1969 | N/A |  | NA | NA | NA
66328 | 41A S WATER ST | No | No | NA | UNK-NOLG | NO | #VALUE! | ALB | UNK-NOLG | #VALUE! | 1997 | NON-LEAD | FVAO | historical reports | SF | No | UNK | UNK | 1997 | N/A |  | NA | NA | NA
66526 | 42A S WATER ST | No | No | NA | UNK-NOLG | NO | #VALUE! | ALB | UNK-NOLG | #VALUE! | 2005 | NON-LEAD | FVAO | historical reports | SF | No | UNK | UNK | 2005 | N/A |  | NA | NA | NA
66527 | 42B S WATER ST | No | No | NA | UNK-NOLG | NO | #VALUE! | ALB | UNK-NOLG | #VALUE! | 2005 | NON-LEAD | FVAO | historical reports | SF | No | UNK | UNK | 2005 | N/A |  | NA | NA | NA
66329 | 45B S WATER ST | No | No | NA | UNK-NOLG | NO | #VALUE! | PLB | UNK-NOLG | #VALUE! | 1972 | NON-LEAD | FVAO | historical reports | SF | No | UNK | UNK | 1972 | N/A |  | NA | NA | NA
66562 | 50A S WATER ST | No | No | NA | UNK-NOLG | NO | #VALUE! | PLB | UNK-NOLG | #VALUE! | 1983 | NON-LEAD | FVAO | historical reports | SF | No | UNK | UNK | 1983 | N/A |  | NA | NA | NA
66783 | 57A S WATER ST | No | No | NA | UNK-NOLG | NO | #VALUE! | ALB | UNK-NOLG | #VALUE! | 2005 | NON-LEAD | FVAO | historical reports | SF | No | UNK | UNK | 2005 | N/A |  | NA | NA | NA
66537 | 76A S WATER ST | No | No | NA | UNK-NOLG | NO | #VALUE! | PLB | UNK-NOLG | #VALUE! | 1978 | NON-LEAD | FVAO | historical reports | SF | No | UNK | UNK | 1978 | N/A |  | NA | NA | NA
66538 | 76B S WATER ST | No | No | NA | UNK-NOLG | NO | #VALUE! | PLB | UNK-NOLG | #VALUE! | 1978 | NON-LEAD | FVAO | historical reports | SF | No | UNK | UNK | 1978 | N/A |  | NA | NA | NA
67501 | 85A S WATER ST | No | No | NA | UNK-NOLG | NO | #VALUE! | PLB | UNK-NOLG | #VALUE! | 1975 | NON-LEAD | FVAO | historical reports | SF | No | UNK | UNK | 1975 | N/A |  | NA | NA | NA
67502 | 85B S WATER ST | No | No | NA | UNK-NOLG | NO | #VALUE! | PLB | UNK-NOLG | #VALUE! | 1975 | NON-LEAD | FVAO | historical reports | SF | No | UNK | UNK | 1975 | N/A |  | NA | NA | NA
11649 | 1 SADDLE CLUB RD | No | No | NA | UNK-NOLG | NO | #VALUE! | ALB | UNK-NOLG | #VALUE! | 2003 | NON-LEAD | FVAO | historical reports | SF | No | UNK | UNK | 2003 | N/A |  | NA | NA | NA
11601 | 2 SADDLE CLUB RD | No | No | NA | UNK-NOLG | NO | #VALUE! | PLB | UNK-NOLG | #VALUE! | 1980 | NON-LEAD | FVAO | historical reports | SF | No | UNK | UNK | 1980 | N/A |  | NA | NA | NA
11602 | 6 SADDLE CLUB RD | No | No | NA | UNK-NOLG | NO | #VALUE! | ALB | UNK-NOLG | #VALUE! | 2014 | NON-LEAD | FVAO | historical reports | SF | No | UNK | UNK | 2014 | N/A |  | NA | NA | NA
11603 | 8 SADDLE CLUB RD | No | No | NA | UNK-NOLG | NO | #VALUE! | PLB | UNK-NOLG | #VALUE! | 1985 | NON-LEAD | FVAO | historical reports | SF | No | UNK | UNK | 1985 | A | 1 | NA | NA | NA
11648 | 9 SADDLE CLUB RD | No | No | NA | UNK-NOLG | NO | #VALUE! | ALB | UNK-NOLG | #VALUE! | 2003 | NON-LEAD | FVAO | historical reports | SF | No | UNK | UNK | 2003 | N/A |  | NA | NA | NA
11604 | 10 SADDLE CLUB RD | No | No | NA | UNK-NOLG | NO | #VALUE! | ALB | UNK-NOLG | #VALUE! | 2003 | NON-LEAD | FVAO | historical reports | SF | No | UNK | UNK | 2003 | N/A |  | NA | NA | NA
11605 | 12 SADDLE CLUB RD | No | No | NA | UNK-NOLG | NO | #VALUE! | PLB | UNK-NOLG | #VALUE! | 1985 | NON-LEAD | FVAO | historical reports | SF | No | UNK | UNK | 1985 | N/A |  | NA | NA | NA
11647 | 13 SADDLE CLUB RD | No | No | NA | UNK-NOLG | NO | #VALUE! | ALB | UNK-NOLG | #VALUE! | 2003 | NON-LEAD | FVAO | historical reports | SF | No | UNK | UNK | 2003 | N/A |  | NA | NA | NA
11646 | 15 SADDLE CLUB RD | No | No | NA | UNK-NOLG | NO | #VALUE! | ALB | UNK-NOLG | #VALUE! | 2003 | NON-LEAD | FVAO | historical reports | SF | No | UNK | UNK | 2003 | N/A |  | NA | NA | NA
11606 | 16 SADDLE CLUB RD | No | No | NA | UNK-NOLG | NO | #VALUE! | PLB | UNK-NOLG | #VALUE! | 1985 | NON-LEAD | FVAO | historical reports | SF | No | UNK | UNK | 1985 | A | 1 | NA | NA | NA
11607 | 18 SADDLE CLUB RD | No | No | NA | UNK-NOLG | NO | #VALUE! | ALB | UNK-NOLG | #VALUE! | 2015 | NON-LEAD | FVAO | historical reports | SF | No | UNK | UNK | 2015 | N/A |  | NA | NA | NA
11645 | 19 SADDLE CLUB RD | No | No | NA | UNK-NOLG | NO | #VALUE! | ALB | UNK-NOLG | #VALUE! | 1989 | NON-LEAD | FVAO | historical reports | SF | No | UNK | UNK | 1989 | N/A |  | NA | NA | NA
11608 | 20 SADDLE CLUB RD | No | No | NA | UNK-NOLG | NO | #VALUE! | ALB | UNK-NOLG | #VALUE! | 1998 | NON-LEAD | FVAO | historical reports | SF | No | UNK | UNK | 1998 | N/A |  | NA | NA | NA
11644 | 21 SADDLE CLUB RD | No | No | NA | UNK-NOLG | NO | #VALUE! | ALB | UNK-NOLG | #VALUE! | 2003 | NON-LEAD | FVAO | historical reports | SF | No | UNK | UNK | 2003 | N/A |  | NA | NA | NA
11609 | 22 SADDLE CLUB RD | No | No | NA | UNK-NOLG | NO | #VALUE! | ALB | UNK-NOLG | #VALUE! | 2015 | NON-LEAD | FVAO | historical reports | SF | No | UNK | UNK | 2015 | N/A |  | NA | NA | NA
11643 | 25 SADDLE CLUB RD | No | No | NA | UNK-NOLG | NO | #VALUE! | ALB | UNK-NOLG | #VALUE! | 2003 | NON-LEAD | FVAO | historical reports | SF | No | UNK | UNK | 2003 | N/A |  | NA | NA | NA
11610 | 26 SADDLE CLUB RD | No | No | NA | UNK-NOLG | NO | #VALUE! | PLB | UNK-NOLG | #VALUE! | 1980 | NON-LEAD | FVAO | historical reports | SF | No | UNK | UNK | 1980 | N/A |  | NA | NA | NA
11642 | 27 SADDLE CLUB RD | No | No | NA | UNK-NOLG | NO | #VALUE! | ALB | UNK-NOLG | #VALUE! | 2003 | NON-LEAD | FVAO | historical reports | SF | No | UNK | UNK | 2003 | N/A |  | NA | NA | NA
11611 | 28 SADDLE CLUB RD | No | No | NA | UNK-NOLG | NO | #VALUE! | PLB | UNK-NOLG | #VALUE! | 1980 | NON-LEAD | FVAO | historical reports | SF | No | UNK | UNK | 1980 | N/A |  | NA | NA | NA
11641 | 31 SADDLE CLUB RD | No | No | NA | UNK-NOLG | NO | #VALUE! | ALB | UNK-NOLG | #VALUE! | 2003 | NON-LEAD | FVAO | historical reports | SF | No | UNK | UNK | 2003 | N/A |  | NA | NA | NA
11612 | 32 SADDLE CLUB RD | No | No | NA | UNK-NOLG | NO | #VALUE! | PLB | UNK-NOLG | #VALUE! | 1980 | NON-LEAD | FVAO | historical reports | SF | No | UNK | UNK | 1980 | N/A |  | NA | NA | NA
22613 | 34 SADDLE CLUB RD | No | No | NA | UNK-NOLG | NO | #VALUE! | PLB | UNK-NOLG | #VALUE! | 1985 | NON-LEAD | FVAO | historical reports | SF | No | UNK | UNK | 1985 | N/A |  | NA | NA | NA
22640 | 35 SADDLE CLUB RD | Yes | No | NA | UNK-NOLG | NO | #VALUE! | PLB | UNK-NOLG | #VALUE! | 1985 | NON-LEAD | FVAO | historical reports | SF | No | UNK | UNK | 1985 | R | 1 | NA | NA | NA
22614 | 36 SADDLE CLUB RD | No | No | NA | UNK-NOLG | NO | #VALUE! | ALB | UNK-NOLG | #VALUE! | 1988 | NON-LEAD | FVAO | historical reports | SF | No | UNK | UNK | 1988 | N/A |  | NA | NA | NA
22639 | 49 SADDLE CLUB RD | No | No | NA | UNK-NOLG | NO | #VALUE! | PLB | UNK-NOLG | #VALUE! | 1985 | NON-LEAD | FVAO | historical reports | SF | No | UNK | UNK | 1985 | N/A |  | NA | NA | NA
22615 | 50 SADDLE CLUB RD | No | No | NA | UNK-NOLG | NO | #VALUE! | ALB | UNK-NOLG | #VALUE! | 1988 | NON-LEAD | FVAO | historical reports | SF | No | UNK | UNK | 1988 | N/A |  | NA | NA | NA
22638 | 53 SADDLE CLUB RD | No | No | NA | UNK-NOLG | NO | #VALUE! | ALB | UNK-NOLG | #VALUE! | 1986 | NON-LEAD | FVAO | historical reports | SF | No | UNK | UNK | 1986 | N/A |  | NA | NA | NA
22616 | 54 SADDLE CLUB RD | No | No | NA | UNK-NOLG | NO | #VALUE! | PLB | UNK-NOLG | #VALUE! | 1985 | NON-LEAD | FVAO | historical reports | SF | No | UNK | UNK | 1985 | A | 1 | NA | NA | NA
22637 | 55 SADDLE CLUB RD | No | No | NA | UNK-NOLG | NO | #VALUE! | PLB | UNK-NOLG | #VALUE! | 1985 | NON-LEAD | FVAO | historical reports | SF | No | UNK | UNK | 1985 | A | 1 | NA | NA | NA
22617 | 56 SADDLE CLUB RD | No | No | NA | UNK-NOLG | NO | #VALUE! | PLB | UNK-NOLG | #VALUE! | 1985 | NON-LEAD | FVAO | historical reports | SF | No | UNK | UNK | 1985 | N/A |  | NA | NA | NA
22636 | 59 SADDLE CLUB RD | No | No | NA | UNK-NOLG | NO | #VALUE! | ALB | UNK-NOLG | #VALUE! | 1986 | NON-LEAD | FVAO | historical reports | SF | No | UNK | UNK | 1986 | N/A |  | NA | NA | NA
22618 | 60 SADDLE CLUB RD | No | No | NA | UNK-NOLG | NO | #VALUE! | ALB | UNK-NOLG | #VALUE! | 1986 | NON-LEAD | FVAO | historical reports | SF | No | UNK | UNK | 1986 | N/A |  | NA | NA | NA
22635 | 61 SADDLE CLUB RD | Yes | No | NA | UNK-NOLG | NO | #VALUE! | ALB | UNK-NOLG | #VALUE! | 1986 | NON-LEAD | FVAO | historical reports | SF | No | UNK | UNK | 1986 | R | 1 | NA | NA | NA
22619 | 62 SADDLE CLUB RD | No | No | NA | UNK-NOLG | NO | #VALUE! | ALB | UNK-NOLG | #VALUE! | 1986 | NON-LEAD | FVAO | historical reports | SF | No | UNK | UNK | 1986 | A | 1 | NA | NA | NA
22634 | 63 SADDLE CLUB RD | No | No | NA | UNK-NOLG | NO | #VALUE! | ALB | UNK-NOLG | #VALUE! | 1988 | NON-LEAD | FVAO | historical reports | SF | No | UNK | UNK | 1988 | N/A |  | NA | NA | NA
22620 | 64 SADDLE CLUB RD | No | No | NA | UNK-NOLG | NO | #VALUE! | ALB | UNK-NOLG | #VALUE! | 1986 | NON-LEAD | FVAO | historical reports | SF | No | UNK | UNK | 1986 | N/A |  | NA | NA | NA
22621 | 66 SADDLE CLUB RD | No | No | NA | UNK-NOLG | NO | #VALUE! | ALB | UNK-NOLG | #VALUE! | 1987 | NON-LEAD | FVAO | historical reports | SF | No | UNK | UNK | 1987 | N/A |  | NA | NA | NA
22632 | 67 SADDLE CLUB RD | No | No | NA | UNK-NOLG | NO | #VALUE! | ALB | UNK-NOLG | #VALUE! | 1986 | NON-LEAD | FVAO | historical reports | SF | No | UNK | UNK | 1986 | N/A |  | NA | NA | NA
22622 | 70 SADDLE CLUB RD | No | No | NA | UNK-NOLG | NO | #VALUE! | ALB | UNK-NOLG | #VALUE! | 1986 | NON-LEAD | FVAO | historical reports | SF | No | UNK | UNK | 1986 | N/A |  | NA | NA | NA
22631 | 71 SADDLE CLUB RD | No | No | NA | UNK-NOLG | NO | #VALUE! | ALB | UNK-NOLG | #VALUE! | 1988 | NON-LEAD | FVAO | historical reports | SF | No | UNK | UNK | 1988 | N/A |  | NA | NA | NA
22623 | 72 SADDLE CLUB RD | No | No | NA | UNK-NOLG | NO | #VALUE! | ALB | UNK-NOLG | #VALUE! | 1986 | NON-LEAD | FVAO | historical reports | SF | No | UNK | UNK | 1986 | N/A |  | NA | NA | NA
22624 | 74 SADDLE CLUB RD | No | No | NA | UNK-NOLG | NO | #VALUE! | ALB | UNK-NOLG | #VALUE! | 1986 | NON-LEAD | FVAO | historical reports | SF | No | UNK | UNK | 1986 | N/A |  | NA | NA | NA
22630 | 75 SADDLE CLUB RD | No | No | NA | UNK-NOLG | NO | #VALUE! | ALB | UNK-NOLG | #VALUE! | 1988 | NON-LEAD | FVAO | historical reports | SF | No | UNK | UNK | 1988 | N/A |  | NA | NA | NA
22625 | 76 SADDLE CLUB RD | No | No | NA | UNK-NOLG | NO | #VALUE! | ALB | UNK-NOLG | #VALUE! | 1986 | NON-LEAD | FVAO | historical reports | SF | No | UNK | UNK | 1986 | N/A |  | NA | NA | NA
22629 | 77 SADDLE CLUB RD | No | No | NA | UNK-NOLG | NO | #VALUE! | ALB | UNK-NOLG | #VALUE! | 1988 | NON-LEAD | FVAO | historical reports | SF | No | UNK | UNK | 1988 | N/A |  | NA | NA | NA
22626 | 80 SADDLE CLUB RD | No | No | NA | UNK-NOLG | NO | #VALUE! | ALB | UNK-NOLG | #VALUE! | 1986 | NON-LEAD | FVAO | historical reports | SF | No | UNK | UNK | 1986 | N/A |  | NA | NA | NA
22628 | 81 SADDLE CLUB RD | No | No | NA | UNK-NOLG | NO | #VALUE! | ALB | UNK-NOLG | #VALUE! | 1987 | NON-LEAD | FVAO | historical reports | SF | No | UNK | UNK | 1987 | N/A |  | NA | NA | NA
22627 | 85 SADDLE CLUB RD | No | No | NA | UNK-NOLG | NO | #VALUE! | ALB | UNK-NOLG | #VALUE! | 1986 | NON-LEAD | FVAO | historical reports | SF | No | UNK | UNK | 1986 | N/A |  | NA | NA | NA
22727 | 74A SADDLE CLUB RD | No | No | NA | UNK-NOLG | NO | #VALUE! | ALB | UNK-NOLG | #VALUE! | 1986 | NON-LEAD | FVAO | historical reports | SF | No | UNK | UNK | 1986 | N/A |  | NA | NA | NA
22641 | 80A SADDLE CLUB RD | No | No | NA | UNK-NOLG | NO | #VALUE! | ALB | UNK-NOLG | #VALUE! | 1999 | NON-LEAD | FVAO | historical reports | SF | No | UNK | UNK | 1999 | A | 1 | NA | NA | NA
65604 | 2 SARAH'S WAY | No | No | NA | UNK-NOLG | NO | #VALUE! | PLB | UNK-NOLG | #VALUE! | 1968 | NON-LEAD | FVAO | historical reports | SF | No | UNK | UNK | 1968 | N/A |  | NA | NA | NA
66563 | 7 SCHOOL ST | No | No | NA | UNK-NOLG | NO | #VALUE! | PLB | UNK-NOLG | #VALUE! | 1875 | NON-LEAD | FVAO | historical reports | SF | No | UNK | UNK | 1875 | N/A |  | NA | NA | NA
66564 | 7 SCHOOL ST | No | No | NA | UNK-NOLG | NO | #VALUE! | PLB | UNK-NOLG | #VALUE! | 1875 | NON-LEAD | FVAO | historical reports | SF | No | UNK | UNK | 1875 | N/A |  | NA | NA | NA
66565 | 7 SCHOOL ST | No | No | NA | UNK-NOLG | NO | #VALUE! | PLB | UNK-NOLG | #VALUE! | 1875 | NON-LEAD | FVAO | historical reports | SF | No | UNK | UNK | 1875 | N/A |  | NA | NA | NA
66128 | 7 SCHOOL ST | No | No | NA | UNK-NOLG | NO | #VALUE! | PLB | UNK-NOLG | #VALUE! | 1968 | NON-LEAD | FVAO | historical reports | NONRES | No | UNK | UNK | 1968 | N/A |  | NA | NA | NA
64129 | 11 SCHOOL ST | No | No | NA | UNK-NOLG | NO | #VALUE! | ALB | UNK-NOLG | #VALUE! | 2012 | NON-LEAD | FVAO | historical reports | SF | No | UNK | UNK | 2012 | N/A |  | NA | NA | NA
66055 | 16 SCHOOL ST | No | No | NA | UNK-NOLG | NO | #VALUE! | PLB | UNK-NOLG | #VALUE! | 1948 | NON-LEAD | FVAO | historical reports | SF | No | UNK | UNK | 1948 | N/A |  | NA | NA | NA
67130 | 19 SCHOOL ST | No | No | NA | UNK-NOLG | NO | #VALUE! | PLB | UNK-NOLG | #VALUE! | 1930 | NON-LEAD | FVAO | historical reports | SF | No | UNK | UNK | 1930 | N/A |  | NA | NA | NA
66054 | 20 SCHOOL ST | No | No | NA | UNK-NOLG | NO | #VALUE! | ALB | UNK-NOLG | #VALUE! | 2003 | NON-LEAD | FVAO | historical reports | SF | No | UNK | UNK | 2003 | N/A |  | NA | NA | NA
66133 | 25 SCHOOL ST | No | No | NA | UNK-NOLG | NO | #VALUE! | ALB | UNK-NOLG | #VALUE! | 1986 | NON-LEAD | FVAO | historical reports | SF | No | UNK | UNK | 1986 | N/A |  | NA | NA | NA
66169 | 26 SCHOOL ST | No | Yes | NA | Cl-L | NO | #VALUE! | PLB | UNK-NOLG | #VALUE! | 1973 | NON-LEAD | FVAO | historical reports | SF | No | UNK | UNK | 1973 | N/A |  | NA | NA | NA
66043 | 34 SCHOOL ST | No | No | NA | UNK-NOLG | NO | #VALUE! | ALB | UNK-NOLG | #VALUE! | 2015 | NON-LEAD | FVAO | historical reports | SF | No | UNK | UNK | 2015 | N/A |  | NA | NA | NA
66137 | 37 SCHOOL ST | No | No | NA | UNK-NOLG | NO | #VALUE! | ALB | UNK-NOLG | #VALUE! | 2011 | NON-LEAD | FVAO | historical reports | SF | No | UNK | UNK | 2011 | N/A |  | NA | NA | NA
66138 | 39 SCHOOL ST | No | No | NA | UNK-NOLG | NO | #VALUE! | PLB | UNK-NOLG | #VALUE! | 1938 | NON-LEAD | FVAO | historical reports | SF | No | UNK | UNK | 1938 | N/A |  | NA | NA | NA
66034 | 44 SCHOOL ST | No | No | NA | UNK-NOLG | NO | #VALUE! | PLB | UNK-NOLG | #VALUE! | 1972 | NON-LEAD | FVAO | historical reports | SF | No | UNK | UNK | 1972 | N/A |  | NA | NA | NA
66546 | 44 SCHOOL ST | No | No | NA | UNK-NOLG | NO | #VALUE! | PLB | UNK-NOLG | #VALUE! | 1820 | NON-LEAD | FVAO | historical reports | SF | No | UNK | UNK | 1820 | N/A |  | NA | NA | NA
66803 | 51 SCHOOL ST | No | No | NA | UNK-NOLG | NO | #VALUE! | PLB | UNK-NOLG | #VALUE! | 1940 | NON-LEAD | FVAO | historical reports | NONRES | No | UNK | UNK | 1940 | N/A |  | NA | NA | NA
66143 | 55 SCHOOL ST | No | No | NA | UNK-NOLG | NO | #VALUE! | ALB | UNK-NOLG | #VALUE! | 2019 | NON-LEAD | FVAO | historical reports | SF | No | UNK | UNK | 2019 | N/A |  | NA | NA | NA
66032 | 56 SCHOOL ST | No | No | NA | UNK-NOLG | NO | #VALUE! | PLB | UNK-NOLG | #VALUE! | 1972 | NON-LEAD | FVAO | historical reports | SF | No | UNK | UNK | 1972 | N/A |  | NA | NA | NA
66028 | 58 SCHOOL ST | No | No | NA | UNK-NOLG | NO | #VALUE! | PLB | UNK-NOLG | #VALUE! | 2007 | NON-LEAD | FVAO | historical reports | SF | No | UNK | UNK | 2007 | N/A |  | NA | NA | NA
66146 | 59 SCHOOL ST | No | No | NA | UNK-NOLG | NO | #VALUE! | PLB | UNK-NOLG | #VALUE! | 1945 | NON-LEAD | FVAO | historical reports | SF | No | UNK | UNK | 1945 | N/A |  | NA | NA | NA
66027 | 60 SCHOOL ST | No | No | NA | UNK-NOLG | NO | #VALUE! | PLB | UNK-NOLG | #VALUE! | 1975 | NON-LEAD | FVAO | historical reports | SF | No | UNK | UNK | 1975 | N/A |  | NA | NA | NA
66150 | 63 SCHOOL ST | No | No | NA | UNK-NOLG | NO | #VALUE! | PLB | UNK-NOLG | #VALUE! | 1963 | NON-LEAD | FVAO | historical reports | SF | No | UNK | UNK | 1963 | N/A |  | NA | NA | NA
66026 | 64 SCHOOL ST | No | No | NA | UNK-NOLG | NO | #VALUE! | ALB | UNK-NOLG | #VALUE! | 1999 | NON-LEAD | FVAO | historical reports | SF | No | UNK | UNK | 1999 | N/A |  | NA | NA | NA
66151 | 65 SCHOOL ST | No | No | NA | UNK-NOLG | NO | #VALUE! | ALB | UNK-NOLG | #VALUE! | 1988 | NON-LEAD | FVAO | historical reports | SF | No | UNK | UNK | 1988 | N/A |  | NA | NA | NA
66024 | 68 SCHOOL ST | No | No | NA | UNK-NOLG | NO | #VALUE! | PLB | UNK-NOLG | #VALUE! | 1940 | NON-LEAD | FVAO | historical reports | SF | No | UNK | UNK | 1940 | N/A |  | NA | NA | NA
66717 | 69 SCHOOL ST | No | No | NA | UNK-NOLG | NO | #VALUE! | PLB | UNK-NOLG | #VALUE! | 1870 | NON-LEAD | FVAO | historical reports | SF | No | UNK | UNK | 1870 | N/A |  | NA | NA | NA
66152 | 69 SCHOOL ST | No | No | NA | UNK-NOLG | NO | #VALUE! | PLB | UNK-NOLG | #VALUE! | 1968 | NON-LEAD | FVAO | historical reports | SF | No | UNK | UNK | 1968 | N/A |  | NA | NA | NA
66154 | 71 SCHOOL ST | No | Yes | Lead | Cl-L | NO | #VALUE! | ALB | UNK-NOLG | #VALUE! | 2005 | NON-LEAD | FVAO | historical reports | SF | No | UNK | UNK | 2005 | N/A |  | NA | NA | NA
66023 | 74 SCHOOL ST | No | No | NA | UNK-NOLG | NO | #VALUE! | ALB | UNK-NOLG | #VALUE! | 2001 | NON-LEAD | FVAO | historical reports | SF | No | UNK | UNK | 2001 | N/A |  | NA | NA | NA
66156 | 75 SCHOOL ST | No | No | NA | UNK-NOLG | NO | #VALUE! | PLB | UNK-NOLG | #VALUE! | 1983 | NON-LEAD | FVAO | historical reports | SF | No | UNK | UNK | 1983 | N/A |  | NA | NA | NA
65204 | 78 SCHOOL ST | No | No | NA | UNK-NOLG | NO | #VALUE! | ALB | UNK-NOLG | #VALUE! | 2002 | NON-LEAD | FVAO | historical reports | SF | No | UNK | UNK | 2002 | N/A |  | NA | NA | NA
66157 | 79 SCHOOL ST | No | No | NA | UNK-NOLG | NO | #VALUE! | ALB | UNK-NOLG | #VALUE! | 1990 | NON-LEAD | FVAO | historical reports | SF | No | UNK | UNK | 1990 | N/A |  | NA | NA | NA
65203 | 80 SCHOOL ST | No | No | NA | UNK-NOLG | NO | #VALUE! | PLB | UNK-NOLG | #VALUE! | 1984 | NON-LEAD | FVAO | historical reports | SF | No | UNK | UNK | 1984 | N/A |  | NA | NA | NA
65199 | 86 SCHOOL ST | No | No | NA | UNK-NOLG | NO | #VALUE! | ALB | UNK-NOLG | #VALUE! | 2016 | NON-LEAD | FVAO | historical reports | SF | No | UNK | UNK | 2016 | N/A |  | NA | NA | NA
67001 | 90 SCHOOL ST | No | No | NA | UNK-NOLG | NO | #VALUE! | PLB | UNK-NOLG | #VALUE! | 1980 | NON-LEAD | FVAO | historical reports | SF | No | UNK | UNK | 1980 | N/A |  | NA | NA | NA
67004 | 93 SCHOOL ST | No | No | NA | UNK-NOLG | NO | #VALUE! | PLB | UNK-NOLG | #VALUE! | 1920 | NON-LEAD | FVAO | historical reports | SF | No | UNK | UNK | 1920 | N/A |  | NA | NA | NA
67003 | 96 SCHOOL ST | No | No | NA | UNK-NOLG | NO | #VALUE! | ALB | UNK-NOLG | #VALUE! | 1986 | NON-LEAD | FVAO | historical reports | SF | No | UNK | UNK | 1986 | N/A |  | NA | NA | NA
67005 | 99 SCHOOL ST | No | No | NA | UNK-NOLG | NO | #VALUE! | PLB | UNK-NOLG | #VALUE! | 1960 | NON-LEAD | FVAO | historical reports | SF | No | UNK | UNK | 1960 | N/A |  | NA | NA | NA
67006 | 103 SCHOOL ST | No | No | NA | UNK-NOLG | NO | #VALUE! | ALB | UNK-NOLG | #VALUE! | 1987 | NON-LEAD | FVAO | historical reports | SF | No | UNK | UNK | 1987 | N/A |  | NA | NA | NA
67008 | 105 SCHOOL ST | No | No | NA | UNK-NOLG | NO | #VALUE! | PLB | UNK-NOLG | #VALUE! | 1968 | NON-LEAD | FVAO | historical reports | SF | No | UNK | UNK | 1968 | N/A |  | NA | NA | NA
67510 | 106 SCHOOL ST | No | No | NA | UNK-NOLG | NO | #VALUE! | PLB | UNK-NOLG | #VALUE! | 1972 | NON-LEAD | FVAO | historical reports | SF | No | UNK | UNK | 1972 | N/A |  | NA | NA | NA
67093 | 109 SCHOOL ST | No | No | NA | UNK-NOLG | NO | #VALUE! | PLB | UNK-NOLG | #VALUE! | 1900 | NON-LEAD | FVAO | historical reports | SF | No | UNK | UNK | 1900 | N/A |  | NA | NA | NA
67511 | 110 SCHOOL ST | No | No | NA | UNK-NOLG | NO | #VALUE! | ALB | UNK-NOLG | #VALUE! | 2001 | NON-LEAD | FVAO | historical reports | SF | No | UNK | UNK | 2001 | N/A |  | NA | NA | NA
67013 | 111 SCHOOL ST | No | No | NA | UNK-NOLG | NO | #VALUE! | PLB | UNK-NOLG | #VALUE! | 1930 | NON-LEAD | FVAO | historical reports | SF | No | UNK | UNK | 1930 | N/A |  | NA | NA | NA
67011 | 114 SCHOOL ST | No | No | NA | UNK-NOLG | NO | #VALUE! | PLB | UNK-NOLG | #VALUE! | 1954 | NON-LEAD | FVAO | historical reports | SF | No | UNK | UNK | 1954 | N/A |  | NA | NA | NA
67523 | 103A SCHOOL ST | No | No | NA | UNK-NOLG | NO | #VALUE! | ALB | UNK-NOLG | #VALUE! | 1987 | NON-LEAD | FVAO | historical reports | SF | No | UNK | UNK | 1987 | N/A |  | NA | NA | NA
67512 | 109A SCHOOL ST | No | No | NA | UNK-NOLG | NO | #VALUE! | PLB | UNK-NOLG | #VALUE! | 1900 | NON-LEAD | FVAO | historical reports | SF | No | UNK | UNK | 1900 | N/A |  | NA | NA | NA
67507 | 111A SCHOOL ST | No | No | NA | UNK-NOLG | NO | #VALUE! | PLB | UNK-NOLG | #VALUE! | 1930 | NON-LEAD | FVAO | historical reports | SF | No | UNK | UNK | 1930 | N/A |  | NA | NA | NA
66636 | 25A SCHOOL ST | No | No | NA | UNK-NOLG | NO | #VALUE! | ALB | UNK-NOLG | #VALUE! | 1986 | NON-LEAD | FVAO | historical reports | SF | No | UNK | UNK | 1986 | N/A |  | NA | NA | NA
66548 | 39A SCHOOL ST | No | No | NA | UNK-NOLG | NO | #VALUE! | PLB | UNK-NOLG | #VALUE! | 1938 | NON-LEAD | FVAO | historical reports | SF | No | UNK | UNK | 1938 | N/A |  | NA | NA | NA
66545 | 44A SCHOOL ST | No | No | NA | UNK-NOLG | NO | #VALUE! | PLB | UNK-NOLG | #VALUE! | 1972 | NON-LEAD | FVAO | historical reports | SF | No | UNK | UNK | 1972 | N/A |  | NA | NA | NA
67517 | 90B SCHOOL ST | No | No | NA | UNK-NOLG | NO | #VALUE! | PLB | UNK-NOLG | #VALUE! | 1980 | NON-LEAD | FVAO | historical reports | SF | No | UNK | UNK | 1980 | N/A |  | NA | NA | NA
67518 | 90C SCHOOL ST | No | No | NA | UNK-NOLG | NO | #VALUE! | PLB | UNK-NOLG | #VALUE! | 1980 | NON-LEAD | FVAO | historical reports | SF | No | UNK | UNK | 1980 | N/A |  | NA | NA | NA
67519 | 90D SCHOOL ST | No | No | NA | UNK-NOLG | NO | #VALUE! | PLB | UNK-NOLG | #VALUE! | 1980 | NON-LEAD | FVAO | historical reports | SF | No | UNK | UNK | 1980 | N/A |  | NA | NA | NA
67516 | 90E SCHOOL ST | No | No | NA | UNK-NOLG | NO | #VALUE! | PLB | UNK-NOLG | #VALUE! | 1980 | NON-LEAD | FVAO | historical reports | SF | No | UNK | UNK | 1980 | N/A |  | NA | NA | NA
36232 | 3 SCHOOLHOUSE LN | No | No | NA | UNK-NOLG | NO | #VALUE! | PLB | UNK-NOLG | #VALUE! | 1978 | NON-LEAD | FVAO | historical reports | SF | No | UNK | UNK | 1978 | N/A |  | NA | NA | NA
36229 | 6 SCHOOLHOUSE LN | No | No | NA | UNK-NOLG | NO | #VALUE! | PLB | UNK-NOLG | #VALUE! | 1984 | NON-LEAD | FVAO | historical reports | SF | No | UNK | UNK | 1984 | N/A |  | NA | NA | NA
36252 | 1 SCHOOLHOUSE RD | No | No | NA | UNK-NOLG | NO | #VALUE! | ALB | UNK-NOLG | #VALUE! | 1996 | NON-LEAD | FVAO | historical reports | SF | No | UNK | UNK | 1996 | N/A |  | NA | NA | NA
36286 | 2 SCHOOLHOUSE RD | No | No | NA | UNK-NOLG | NO | #VALUE! | ALB | UNK-NOLG | #VALUE! | 1990 | NON-LEAD | FVAO | historical reports | SF | No | UNK | UNK | 1990 | N/A |  | NA | NA | NA
36287 | 4 SCHOOLHOUSE RD | No | No | NA | UNK-NOLG | NO | #VALUE! | PLB | UNK-NOLG | #VALUE! | 1940 | NON-LEAD | FVAO | historical reports | SF | No | UNK | UNK | 1940 | N/A |  | NA | NA | NA
36251 | 5 SCHOOLHOUSE RD | No | No | NA | UNK-NOLG | NO | #VALUE! | PLB | UNK-NOLG | #VALUE! | 1890 | NON-LEAD | FVAO | historical reports | SF | No | UNK | UNK | 1890 | N/A |  | NA | NA | NA
36288 | 8 SCHOOLHOUSE RD | No | No | NA | UNK-NOLG | NO | #VALUE! | PLB | UNK-NOLG | #VALUE! | 1930 | NON-LEAD | FVAO | historical reports | SF | No | UNK | UNK | 1930 | N/A |  | NA | NA | NA
36218 | 14 SCHOOLHOUSE RD | No | No | NA | UNK-NOLG | NO | #VALUE! | ALB | UNK-NOLG | #VALUE! | 1991 | NON-LEAD | FVAO | historical reports | SF | No | UNK | UNK | 1991 | N/A |  | NA | NA | NA
36525 | 16 SCHOOLHOUSE RD | No | No | NA | UNK-NOLG | NO | #VALUE! | PLB | UNK-NOLG | #VALUE! | 1920 | NON-LEAD | FVAO | historical reports | SF | No | UNK | UNK | 1920 | N/A |  | NA | NA | NA
36246 | 21 SCHOOLHOUSE RD | No | No | NA | UNK-NOLG | NO | #VALUE! | PLB | UNK-NOLG | #VALUE! | 1971 | NON-LEAD | FVAO | historical reports | SF | No | UNK | UNK | 1971 | N/A |  | NA | NA | NA
36221 | 22 SCHOOLHOUSE RD | No | No | NA | UNK-NOLG | NO | #VALUE! | ALB | UNK-NOLG | #VALUE! | 1988 | NON-LEAD | FVAO | historical reports | SF | No | UNK | UNK | 1988 | N/A |  | NA | NA | NA
36245 | 23 SCHOOLHOUSE RD | No | No | NA | UNK-NOLG | NO | #VALUE! | ALB | UNK-NOLG | #VALUE! | 2003 | NON-LEAD | FVAO | historical reports | SF | No | UNK | UNK | 2003 | N/A |  | NA | NA | NA
36222 | 26 SCHOOLHOUSE RD | No | No | NA | UNK-NOLG | NO | #VALUE! | PLB | UNK-NOLG | #VALUE! | 2007 | NON-LEAD | FVAO | historical reports | SF | No | UNK | UNK | 2007 | N/A |  | NA | NA | NA
36244 | 27 SCHOOLHOUSE RD | No | No | NA | UNK-NOLG | NO | #VALUE! | PLB | UNK-NOLG | #VALUE! | 1980 | NON-LEAD | FVAO | historical reports | SF | No | UNK | UNK | 1980 | N/A |  | NA | NA | NA
36223 | 28 SCHOOLHOUSE RD | No | No | NA | UNK-NOLG | NO | #VALUE! | ALB | UNK-NOLG | #VALUE! | 1987 | NON-LEAD | FVAO | historical reports | SF | No | UNK | UNK | 1987 | N/A |  | NA | NA | NA
36243 | 29 SCHOOLHOUSE RD | No | No | NA | UNK-NOLG | NO | #VALUE! | PLB | UNK-NOLG | #VALUE! | 1870 | NON-LEAD | FVAO | historical reports | SF | No | UNK | UNK | 1870 | N/A |  | NA | NA | NA
36224 | 32 SCHOOLHOUSE RD | No | No | NA | UNK-NOLG | NO | #VALUE! | ALB | UNK-NOLG | #VALUE! | 1987 | NON-LEAD | FVAO | historical reports | SF | No | UNK | UNK | 1987 | N/A |  | NA | NA | NA
36242 | 33 SCHOOLHOUSE RD | No | No | NA | UNK-NOLG | NO | #VALUE! | PLB | UNK-NOLG | #VALUE! | 1983 | NON-LEAD | FVAO | historical reports | SF | No | UNK | UNK | 1983 | N/A |  | NA | NA | NA
36225 | 34 SCHOOLHOUSE RD | No | No | NA | UNK-NOLG | NO | #VALUE! | ALB | UNK-NOLG | #VALUE! | 1999 | NON-LEAD | FVAO | historical reports | SF | No | UNK | UNK | 1999 | N/A |  | NA | NA | NA
36226 | 36 SCHOOLHOUSE RD | No | No | NA | UNK-NOLG | NO | #VALUE! | PLB | UNK-NOLG | #VALUE! | 1798 | NON-LEAD | FVAO | historical reports | SF | No | UNK | UNK | 1798 | N/A |  | NA | NA | NA
36241 | 37 SCHOOLHOUSE RD | No | No | NA | UNK-NOLG | NO | #VALUE! | PLB | UNK-NOLG | #VALUE! | 1952 | NON-LEAD | FVAO | historical reports | SF | No | UNK | UNK | 1952 | N/A |  | NA | NA | NA
36227 | 38 SCHOOLHOUSE RD | No | No | NA | UNK-NOLG | NO | #VALUE! | PLB | UNK-NOLG | #VALUE! | 1904 | NON-LEAD | FVAO | historical reports | SF | No | UNK | UNK | 1904 | N/A |  | NA | NA | NA
36239 | 39 SCHOOLHOUSE RD | No | No | NA | UNK-NOLG | NO | #VALUE! | ALB | UNK-NOLG | #VALUE! | 1987 | NON-LEAD | FVAO | historical reports | SF | No | UNK | UNK | 1987 | N/A |  | NA | NA | NA
36240 | 43 SCHOOLHOUSE RD | No | No | NA | UNK-NOLG | NO | #VALUE! | ALB | UNK-NOLG | #VALUE! | 1987 | NON-LEAD | FVAO | historical reports | SF | No | UNK | UNK | 1987 | N/A |  | NA | NA | NA
36238 | 45 SCHOOLHOUSE RD | No | No | NA | UNK-NOLG | NO | #VALUE! | PLB | UNK-NOLG | #VALUE! | 1976 | NON-LEAD | FVAO | historical reports | SF | No | UNK | UNK | 1976 | N/A |  | NA | NA | NA
36235 | 46 SCHOOLHOUSE RD | No | No | NA | UNK-NOLG | NO | #VALUE! | PLB | UNK-NOLG | #VALUE! | 1976 | NON-LEAD | FVAO | historical reports | SF | No | UNK | UNK | 1976 | N/A |  | NA | NA | NA
36237 | 47 SCHOOLHOUSE RD | No | No | NA | UNK-NOLG | NO | #VALUE! | PLB | UNK-NOLG | #VALUE! | 1977 | NON-LEAD | FVAO | historical reports | SF | No | UNK | UNK | 1977 | N/A |  | NA | NA | NA
36236 | 50 SCHOOLHOUSE RD | No | No | NA | UNK-NOLG | NO | #VALUE! | PLB | UNK-NOLG | #VALUE! | 1979 | NON-LEAD | FVAO | historical reports | SF | No | UNK | UNK | 1979 | N/A |  | NA | NA | NA
29003 | 51 SCHOOLHOUSE RD | No | No | NA | UNK-NOLG | NO | #VALUE! | ALB | UNK-NOLG | #VALUE! | 1986 | NON-LEAD | FVAO | historical reports | SF | No | UNK | UNK | 1986 | N/A |  | NA | NA | NA
29014 | 54 SCHOOLHOUSE RD | No | No | NA | UNK-NOLG | NO | #VALUE! | PLB | UNK-NOLG | #VALUE! | 1935 | NON-LEAD | FVAO | historical reports | SF | No | UNK | UNK | 1935 | N/A |  | NA | NA | NA
29013 | 55 SCHOOLHOUSE RD | No | No | NA | UNK-NOLG | NO | #VALUE! | PLB | UNK-NOLG | #VALUE! | 1938 | NON-LEAD | FVAO | historical reports | SF | No | UNK | UNK | 1938 | N/A |  | NA | NA | NA
29018 | 56 SCHOOLHOUSE RD | No | No | NA | UNK-NOLG | NO | #VALUE! | ALB | UNK-NOLG | #VALUE! | 2005 | NON-LEAD | FVAO | historical reports | SF | No | UNK | UNK | 2005 | N/A |  | NA | NA | NA
29020 | 58 SCHOOLHOUSE RD | No | No | NA | UNK-NOLG | NO | #VALUE! | PLB | UNK-NOLG | #VALUE! | 1940 | NON-LEAD | FVAO | historical reports | SF | No | UNK | UNK | 1940 | N/A |  | NA | NA | NA
29012 | 59 SCHOOLHOUSE RD | No | No | NA | UNK-NOLG | NO | #VALUE! | PLB | UNK-NOLG | #VALUE! | 1970 | NON-LEAD | FVAO | historical reports | SF | No | UNK | UNK | 1970 | N/A |  | NA | NA | NA
29022 | 60 SCHOOLHOUSE RD | No | No | NA | UNK-NOLG | NO | #VALUE! | PLB | UNK-NOLG | #VALUE! | 1970 | NON-LEAD | FVAO | historical reports | SF | No | UNK | UNK | 1970 | N/A |  | NA | NA | NA
29011 | 61 SCHOOLHOUSE RD | No | No | NA | UNK-NOLG | NO | #VALUE! | PLB | UNK-NOLG | #VALUE! | 1954 | NON-LEAD | FVAO | historical reports | SF | No | UNK | UNK | 1954 | N/A |  | NA | NA | NA
29024 | 62 SCHOOLHOUSE RD | No | No | NA | UNK-NOLG | NO | #VALUE! | PLB | UNK-NOLG | #VALUE! | 1965 | NON-LEAD | FVAO | historical reports | SF | No | UNK | UNK | 1965 | N/A |  | NA | NA | NA
29010 | 63 SCHOOLHOUSE RD | No | No | NA | UNK-NOLG | NO | #VALUE! | ALB | UNK-NOLG | #VALUE! | 1993 | NON-LEAD | FVAO | historical reports | SF | No | UNK | UNK | 1993 | N/A |  | NA | NA | NA
29026 | 66 SCHOOLHOUSE RD | No | No | NA | UNK-NOLG | NO | #VALUE! | ALB | UNK-NOLG | #VALUE! | 1999 | NON-LEAD | FVAO | historical reports | SF | No | UNK | UNK | 1999 | N/A |  | NA | NA | NA
29030 | 69 SCHOOLHOUSE RD | No | No | NA | UNK-NOLG | NO | #VALUE! | PLB | UNK-NOLG | #VALUE! | 1980 | NON-LEAD | FVAO | historical reports | SF | No | UNK | UNK | 1980 | N/A |  | NA | NA | NA
29028 | 72 SCHOOLHOUSE RD | No | No | NA | UNK-NOLG | NO | #VALUE! | PLB | UNK-NOLG | #VALUE! | 2007 | NON-LEAD | FVAO | historical reports | SF | No | UNK | UNK | 2007 | N/A |  | NA | NA | NA
29031 | 73 SCHOOLHOUSE RD | No | No | NA | UNK-NOLG | NO | #VALUE! | PLB | UNK-NOLG | #VALUE! | 1973 | NON-LEAD | FVAO | historical reports | SF | No | UNK | UNK | 1973 | N/A |  | NA | NA | NA
29032 | 75 SCHOOLHOUSE RD | No | No | NA | UNK-NOLG | NO | #VALUE! | PLB | UNK-NOLG | #VALUE! | 1972 | NON-LEAD | FVAO | historical reports | SF | No | UNK | UNK | 1972 | N/A |  | NA | NA | NA
29034 | 77 SCHOOLHOUSE RD | No | No | NA | UNK-NOLG | NO | #VALUE! | PLB | UNK-NOLG | #VALUE! | 1972 | NON-LEAD | FVAO | historical reports | SF | No | UNK | UNK | 1972 | N/A |  | NA | NA | NA
29035 | 78 SCHOOLHOUSE RD | No | No | NA | UNK-NOLG | NO | #VALUE! | ALB | UNK-NOLG | #VALUE! | 1997 | NON-LEAD | FVAO | historical reports | SF | No | UNK | UNK | 1997 | N/A |  | NA | NA | NA
29036 | 79 SCHOOLHOUSE RD | No | No | NA | UNK-NOLG | NO | #VALUE! | PLB | UNK-NOLG | #VALUE! | 1973 | NON-LEAD | FVAO | historical reports | SF | No | UNK | UNK | 1973 | N/A |  | NA | NA | NA
29037 | 80 SCHOOLHOUSE RD | No | No | NA | UNK-NOLG | NO | #VALUE! | PLB | UNK-NOLG | #VALUE! | 1985 | NON-LEAD | FVAO | historical reports | SF | No | UNK | UNK | 1985 | N/A |  | NA | NA | NA
29038 | 81 SCHOOLHOUSE RD | No | No | NA | UNK-NOLG | NO | #VALUE! | PLB | UNK-NOLG | #VALUE! | 1974 | NON-LEAD | FVAO | historical reports | SF | No | UNK | UNK | 1974 | N/A |  | NA | NA | NA
29041 | 84 SCHOOLHOUSE RD | No | No | NA | UNK-NOLG | NO | #VALUE! | PLB | UNK-NOLG | #VALUE! | 1930 | NON-LEAD | FVAO | historical reports | SF | No | UNK | UNK | 1930 | N/A |  | NA | NA | NA
29040 | 85 SCHOOLHOUSE RD | No | No | NA | UNK-NOLG | NO | #VALUE! | PLB | UNK-NOLG | #VALUE! | 1948 | NON-LEAD | FVAO | historical reports | SF | No | UNK | UNK | 1948 | N/A |  | NA | NA | NA
29042 | 86 SCHOOLHOUSE RD | No | No | NA | UNK-NOLG | NO | #VALUE! | PLB | UNK-NOLG | #VALUE! | 1950 | NON-LEAD | FVAO | historical reports | SF | No | UNK | UNK | 1950 | N/A |  | NA | NA | NA
29502 | 87 SCHOOLHOUSE RD | No | No | NA | UNK-NOLG | NO | #VALUE! | PLB | UNK-NOLG | #VALUE! | 1948 | NON-LEAD | FVAO | historical reports | SF | No | UNK | UNK | 1948 | N/A |  | NA | NA | NA
29043 | 88 SCHOOLHOUSE RD | No | No | NA | UNK-NOLG | NO | #VALUE! | ALB | UNK-NOLG | #VALUE! | 2015 | NON-LEAD | FVAO | historical reports | SF | No | UNK | UNK | 2015 | N/A |  | NA | NA | NA
29049 | 89 SCHOOLHOUSE RD | No | No | NA | UNK-NOLG | NO | #VALUE! | PLB | UNK-NOLG | #VALUE! | 1948 | NON-LEAD | FVAO | historical reports | SF | No | UNK | UNK | 1948 | N/A |  | NA | NA | NA
29044 | 90 SCHOOLHOUSE RD | No | No | NA | UNK-NOLG | NO | #VALUE! | PLB | UNK-NOLG | #VALUE! | 1950 | NON-LEAD | FVAO | historical reports | SF | No | UNK | UNK | 1950 | N/A |  | NA | NA | NA
29048 | 91 SCHOOLHOUSE RD | No | No | NA | UNK-NOLG | NO | #VALUE! | PLB | UNK-NOLG | #VALUE! | 1935 | NON-LEAD | FVAO | historical reports | SF | No | UNK | UNK | 1935 | N/A |  | NA | NA | NA
29045 | 92 SCHOOLHOUSE RD | No | No | NA | UNK-NOLG | NO | #VALUE! | PLB | UNK-NOLG | #VALUE! | 1950 | NON-LEAD | FVAO | historical reports | SF | No | UNK | UNK | 1950 | N/A |  | NA | NA | NA
29047 | 93 SCHOOLHOUSE RD | No | No | NA | UNK-NOLG | NO | #VALUE! | PLB | UNK-NOLG | #VALUE! | 1968 | NON-LEAD | FVAO | historical reports | SF | No | UNK | UNK | 1968 | N/A |  | NA | NA | NA
29046 | 94 SCHOOLHOUSE RD | No | No | NA | UNK-NOLG | NO | #VALUE! | PLB | UNK-NOLG | #VALUE! | 1978 | NON-LEAD | FVAO | historical reports | SF | No | UNK | UNK | 1978 | N/A |  | NA | NA | NA
36289 | 10A SCHOOLHOUSE RD | No | No | NA | UNK-NOLG | NO | #VALUE! | PLB | UNK-NOLG | #VALUE! | 1855 | NON-LEAD | FVAO | historical reports | SF | No | UNK | UNK | 1855 | N/A |  | NA | NA | NA
36507 | 10B SCHOOLHOUSE RD | No | No | NA | UNK-NOLG | NO | #VALUE! | PLB | UNK-NOLG | #VALUE! | 1855 | NON-LEAD | FVAO | historical reports | SF | No | UNK | UNK | 1855 | N/A |  | NA | NA | NA
36248 | 15A SCHOOLHOUSE RD | No | No | NA | UNK-NOLG | NO | #VALUE! | PLB | UNK-NOLG | #VALUE! | 1973 | NON-LEAD | FVAO | historical reports | SF | No | UNK | UNK | 1973 | N/A |  | NA | NA | NA
36506 | 15B SCHOOLHOUSE RD | No | No | NA | UNK-NOLG | NO | #VALUE! | PLB | UNK-NOLG | #VALUE! | 1973 | NON-LEAD | FVAO | historical reports | SF | No | UNK | UNK | 1973 | N/A |  | NA | NA | NA
36219 | 20A SCHOOLHOUSE RD | No | No | NA | UNK-NOLG | NO | #VALUE! | PLB | UNK-NOLG | #VALUE! | 1974 | NON-LEAD | FVAO | historical reports | SF | No | UNK | UNK | 1974 | N/A |  | NA | NA | NA
36501 | 20B SCHOOLHOUSE RD | No | No | NA | UNK-NOLG | NO | #VALUE! | PLB | UNK-NOLG | #VALUE! | 1974 | NON-LEAD | FVAO | historical reports | SF | No | UNK | UNK | 1974 | N/A |  | NA | NA | NA
36685 | 34A SCHOOLHOUSE RD | No | No | NA | UNK-NOLG | NO | #VALUE! | ALB | UNK-NOLG | #VALUE! | 1999 | NON-LEAD | FVAO | historical reports | SF | No | UNK | UNK | 1999 | N/A |  | NA | NA | NA
36228 | 40A SCHOOLHOUSE RD | No | No | NA | UNK-NOLG | NO | #VALUE! | PLB | UNK-NOLG | #VALUE! | 1976 | NON-LEAD | FVAO | historical reports | SF | No | UNK | UNK | 1976 | N/A |  | NA | NA | NA
36505 | 40B SCHOOLHOUSE RD | No | No | NA | UNK-NOLG | NO | #VALUE! | PLB | UNK-NOLG | #VALUE! | 1976 | NON-LEAD | FVAO | historical reports | SF | No | UNK | UNK | 1976 | N/A |  | NA | NA | NA
29501 | 51A SCHOOLHOUSE RD | No | No | NA | UNK-NOLG | NO | #VALUE! | ALB | UNK-NOLG | #VALUE! | 1986 | NON-LEAD | FVAO | historical reports | SF | No | UNK | UNK | 1986 | N/A |  | NA | NA | NA
21551 | 62A SCHOOLHOUSE RD | No | No | NA | UNK-NOLG | NO | #VALUE! | PLB | UNK-NOLG | #VALUE! | 1965 | NON-LEAD | FVAO | historical reports | SF | No | UNK | UNK | 1965 | N/A |  | NA | NA | NA
36250 | 7A SCHOOLHOUSE RD | No | No | NA | UNK-NOLG | NO | #VALUE! | PLB | UNK-NOLG | #VALUE! | 1895 | NON-LEAD | FVAO | historical reports | SF | No | UNK | UNK | 1895 | N/A |  | NA | NA | NA
36504 | 7B SCHOOLHOUSE RD | No | No | NA | UNK-NOLG | NO | #VALUE! | PLB | UNK-NOLG | #VALUE! | 1895 | NON-LEAD | FVAO | historical reports | SF | No | UNK | UNK | 1895 | N/A |  | NA | NA | NA
29139 | 82A SCHOOLHOUSE RD | No | No | NA | UNK-NOLG | NO | #VALUE! | PLB | UNK-NOLG | #VALUE! | 1985 | NON-LEAD | FVAO | historical reports | SF | No | UNK | UNK | 1985 | A | 1 | NA | NA | NA
29505 | 82B SCHOOLHOUSE RD | No | No | NA | UNK-NOLG | NO | #VALUE! | PLB | UNK-NOLG | #VALUE! | 1985 | NON-LEAD | FVAO | historical reports | SF | No | UNK | UNK | 1985 | N/A |  | NA | NA | NA
29531 | 93A SCHOOLHOUSE RD | No | No | NA | UNK-NOLG | NO | #VALUE! | PLB | UNK-NOLG | #VALUE! | 1968 | NON-LEAD | FVAO | historical reports | SF | No | UNK | UNK | 1968 | N/A |  | NA | NA | NA
52555 | 7 SCRUB OAK DR | No | No | NA | UNK-NOLG | NO | #VALUE! | PLB | UNK-NOLG | #VALUE! | 1979 | NON-LEAD | FVAO | historical reports | SF | No | UNK | UNK | 1979 | N/A |  | NA | NA | NA
58059 | 5 SEVENTEENTH ST N | No | No | NA | UNK-NOLG | NO | #VALUE! | PLB | UNK-NOLG | #VALUE! | 1946 | NON-LEAD | FVAO | historical reports | SF | No | UNK | UNK | 1946 | N/A |  | NA | NA | NA
60016 | 61 SEVENTEENTH ST N | No | No | NA | UNK-NOLG | NO | #VALUE! | PLB | UNK-NOLG | #VALUE! | 1982 | NON-LEAD | FVAO | historical reports | SF | No | UNK | UNK | 1982 | N/A |  | NA | NA | NA
59025 | 66 SEVENTEENTH ST N | No | No | NA | UNK-NOLG | NO | #VALUE! | PLB | UNK-NOLG | #VALUE! | 1930 | NON-LEAD | FVAO | historical reports | SF | No | UNK | UNK | 1930 | N/A |  | NA | NA | NA
60019 | 69 SEVENTEENTH ST N | No | No | NA | UNK-NOLG | NO | #VALUE! | ALB | UNK-NOLG | #VALUE! | 2002 | NON-LEAD | FVAO | historical reports | SF | No | UNK | UNK | 2002 | N/A |  | NA | NA | NA
59501 | 76 SEVENTEENTH ST N | No | No | NA | UNK-NOLG | NO | #VALUE! | PLB | UNK-NOLG | #VALUE! | 1981 | NON-LEAD | FVAO | historical reports | SF | No | UNK | UNK | 1981 | N/A |  | NA | NA | NA
59031 | 90 SEVENTEENTH ST N | No | No | NA | UNK-NOLG | NO | #VALUE! | PLB | UNK-NOLG | #VALUE! | 1973 | NON-LEAD | FVAO | historical reports | SF | No | UNK | UNK | 1973 | N/A |  | NA | NA | NA
57387 | 3 SEVENTEENTH ST S | No | No | NA | UNK-NOLG | NO | #VALUE! | ALB | UNK-NOLG | #VALUE! | 1993 | NON-LEAD | FVAO | historical reports | SF | No | UNK | UNK | 1993 | N/A |  | NA | NA | NA
57549 | 3 SEVENTH ST N | No | No | NA | UNK-NOLG | NO | #VALUE! | ALB | UNK-NOLG | #VALUE! | 2017 | NON-LEAD | FVAO | historical reports | SF | No | UNK | UNK | 2017 | N/A |  | NA | NA | NA
57567 | 14 SEVENTH ST N | No | No | NA | UNK-NOLG | NO | #VALUE! | PLB | UNK-NOLG | #VALUE! | 1970 | NON-LEAD | FVAO | historical reports | SF | No | UNK | UNK | 1970 | N/A |  | NA | NA | NA
57550 | 19 SEVENTH ST N | No | No | NA | UNK-NOLG | NO | #VALUE! | ALB | UNK-NOLG | #VALUE! | 1986 | NON-LEAD | FVAO | historical reports | SF | No | UNK | UNK | 1986 | N/A |  | NA | NA | NA
57192 | 49 SEVENTH ST N | No | No | NA | UNK-NOLG | NO | #VALUE! | ALB | UNK-NOLG | #VALUE! | 1987 | NON-LEAD | FVAO | historical reports | SF | No | UNK | UNK | 1987 | N/A |  | NA | NA | NA
57191 | 53 SEVENTH ST N | No | No | NA | UNK-NOLG | NO | #VALUE! | PLB | UNK-NOLG | #VALUE! | 1958 | NON-LEAD | FVAO | historical reports | SF | No | UNK | UNK | 1958 | N/A |  | NA | NA | NA
57189 | 63 SEVENTH ST N | No | No | NA | UNK-NOLG | NO | #VALUE! | PLB | UNK-NOLG | #VALUE! | 1979 | NON-LEAD | FVAO | historical reports | SF | No | UNK | UNK | 1979 | N/A |  | NA | NA | NA
57174 | 72 SEVENTH ST N | No | No | NA | UNK-NOLG | NO | #VALUE! | PLB | UNK-NOLG | #VALUE! | 1835 | NON-LEAD | FVAO | historical reports | SF | No | UNK | UNK | 1835 | N/A |  | NA | NA | NA
57179 | 96 SEVENTH ST N | No | No | NA | UNK-NOLG | NO | #VALUE! | ALB | UNK-NOLG | #VALUE! | 1999 | NON-LEAD | FVAO | historical reports | SF | No | UNK | UNK | 1999 | N/A |  | NA | NA | NA
57568 | 14A SEVENTH ST N | No | No | NA | UNK-NOLG | NO | #VALUE! | PLB | UNK-NOLG | #VALUE! | 1970 | NON-LEAD | FVAO | historical reports | SF | No | UNK | UNK | 1970 | N/A |  | NA | NA | NA
21756 | 10 SHADY OAK LN | No | No | NA | UNK-NOLG | NO | #VALUE! | ALB | UNK-NOLG | #VALUE! | 1988 | NON-LEAD | FVAO | historical reports | SF | No | UNK | UNK | 1988 | N/A |  | NA | NA | NA
21771 | 11 SHADY OAK LN | No | No | NA | UNK-NOLG | NO | #VALUE! | ALB | UNK-NOLG | #VALUE! | 1987 | NON-LEAD | FVAO | historical reports | SF | No | UNK | UNK | 1987 | N/A |  | NA | NA | NA
21573 | 14 SHADY OAK LN | No | No | NA | UNK-NOLG | NO | #VALUE! | ALB | UNK-NOLG | #VALUE! | 1997 | NON-LEAD | FVAO | historical reports | SF | No | UNK | UNK | 1997 | N/A |  | NA | NA | NA
21564 | 20 SHADY OAK LN | No | No | NA | UNK-NOLG | NO | #VALUE! | PLB | UNK-NOLG | #VALUE! | 1950 | NON-LEAD | FVAO | historical reports | SF | No | UNK | UNK | 1950 | N/A |  | NA | NA | NA
21164 | 28 SHADY OAK LN | No | No | NA | UNK-NOLG | NO | #VALUE! | PLB | UNK-NOLG | #VALUE! | 1973 | NON-LEAD | FVAO | historical reports | SF | No | UNK | UNK | 1973 | N/A |  | NA | NA | NA
21759 | 32 SHADY OAK LN | No | No | NA | UNK-NOLG | NO | #VALUE! | PLB | UNK-NOLG | #VALUE! | 1984 | NON-LEAD | FVAO | historical reports | SF | No | UNK | UNK | 1984 | N/A |  | NA | NA | NA
21165 | 46 SHADY OAK LN | No | No | NA | UNK-NOLG | NO | #VALUE! | PLB | UNK-NOLG | #VALUE! | 1978 | NON-LEAD | FVAO | historical reports | SF | No | UNK | UNK | 1978 | N/A |  | NA | NA | NA
66081 | 4 SHERIFF'S LN | No | No | NA | UNK-NOLG | NO | #VALUE! | PLB | UNK-NOLG | #VALUE! | 1890 | NON-LEAD | FVAO | historical reports | SF | No | UNK | UNK | 1890 | N/A |  | NA | NA | NA
64048 | 7 SHERIFF'S LN | No | No | NA | UNK-NOLG | NO | #VALUE! | PLB | UNK-NOLG | #VALUE! | 1935 | NON-LEAD | FVAO | historical reports | SF | No | UNK | UNK | 1935 | N/A |  | NA | NA | NA
64049 | 11 SHERIFF'S LN | No | No | NA | UNK-NOLG | NO | #VALUE! | PLB | UNK-NOLG | #VALUE! | 1948 | NON-LEAD | FVAO | historical reports | SF | No | UNK | UNK | 1948 | N/A |  | NA | NA | NA
64051 | 13 SHERIFF'S LN | No | No | NA | UNK-NOLG | NO | #VALUE! | PLB | UNK-NOLG | #VALUE! | 1943 | NON-LEAD | FVAO | historical reports | SF | No | UNK | UNK | 1943 | N/A |  | NA | NA | NA
64050 | 15 SHERIFF'S LN | No | No | NA | UNK-NOLG | NO | #VALUE! | PLB | UNK-NOLG | #VALUE! | 1950 | NON-LEAD | FVAO | historical reports | SF | No | UNK | UNK | 1950 | N/A |  | NA | NA | NA
64011 | 9 SHURTLEFF'S WAY | No | No | NA | UNK-NOLG | NO | #VALUE! | PLB | UNK-NOLG | #VALUE! | 1954 | NON-LEAD | FVAO | historical reports | SF | No | UNK | UNK | 1954 | N/A |  | NA | NA | NA
64022 | 10 SHURTLEFF'S WAY | No | No | NA | UNK-NOLG | NO | #VALUE! | PLB | UNK-NOLG | #VALUE! | 1970 | NON-LEAD | FVAO | historical reports | SF | No | UNK | UNK | 1970 | N/A |  | NA | NA | NA
64601 | 10 SHURTLEFF'S WAY | No | No | NA | UNK-NOLG | NO | #VALUE! | PLB | UNK-NOLG | #VALUE! | 1970 | NON-LEAD | FVAO | historical reports | SF | No | UNK | UNK | 1970 | N/A |  | NA | NA | NA
64012 | 11 SHURTLEFF'S WAY | No | No | NA | UNK-NOLG | NO | #VALUE! | PLB | UNK-NOLG | #VALUE! | 1970 | NON-LEAD | FVAO | historical reports | SF | No | UNK | UNK | 1970 | N/A |  | NA | NA | NA
64505 | 14 SHURTLEFF'S WAY | No | No | NA | UNK-NOLG | NO | #VALUE! | ALB | UNK-NOLG | #VALUE! | 2004 | NON-LEAD | FVAO | historical reports | SF | No | UNK | UNK | 2004 | N/A |  | NA | NA | NA
64600 | 14 SHURTLEFF'S WAY | No | No | NA | UNK-NOLG | NO | #VALUE! | ALB | UNK-NOLG | #VALUE! | 2004 | NON-LEAD | FVAO | historical reports | SF | No | UNK | UNK | 2004 | N/A |  | NA | NA | NA
63560 | 15 SHURTLEFF'S WAY | No | No | NA | UNK-NOLG | NO | #VALUE! | PLB | UNK-NOLG | #VALUE! | 1940 | NON-LEAD | FVAO | historical reports | SF | No | UNK | UNK | 1940 | N/A |  | NA | NA | NA
63061 | 20 SHURTLEFF'S WAY | No | No | NA | UNK-NOLG | NO | #VALUE! | PLB | UNK-NOLG | #VALUE! | 1976 | NON-LEAD | FVAO | historical reports | SF | No | UNK | UNK | 1976 | N/A |  | NA | NA | NA
63139 | 24 SHURTLEFF'S WAY | No | No | NA | UNK-NOLG | NO | #VALUE! | PLB | UNK-NOLG | #VALUE! | 1978 | NON-LEAD | FVAO | historical reports | SF | No | UNK | UNK | 1978 | N/A |  | NA | NA | NA
63140 | 26 SHURTLEFF'S WAY | No | No | NA | UNK-NOLG | NO | #VALUE! | PLB | UNK-NOLG | #VALUE! | 1938 | NON-LEAD | FVAO | historical reports | SF | No | UNK | UNK | 1938 | N/A |  | NA | NA | NA
64025 | 5 SILVA ST | No | No | NA | UNK-NOLG | NO | #VALUE! | PLB | UNK-NOLG | #VALUE! | 1930 | NON-LEAD | FVAO | historical reports | SF | No | UNK | UNK | 1930 | N/A |  | NA | NA | NA
64029 | 6 SILVA ST | No | No | NA | UNK-NOLG | NO | #VALUE! | PLB | UNK-NOLG | #VALUE! | 1968 | NON-LEAD | FVAO | historical reports | SF | No | UNK | UNK | 1968 | N/A |  | NA | NA | NA
64024 | 9 SILVA ST | No | No | NA | UNK-NOLG | NO | #VALUE! | PLB | UNK-NOLG | #VALUE! | 1965 | NON-LEAD | FVAO | historical reports | SF | No | UNK | UNK | 1965 | N/A |  | NA | NA | NA
64028 | 10 SILVA ST | No | No | NA | UNK-NOLG | NO | #VALUE! | PLB | UNK-NOLG | #VALUE! | 2007 | NON-LEAD | FVAO | historical reports | SF | No | UNK | UNK | 2007 | N/A |  | NA | NA | NA
64023 | 15 SILVA ST | No | No | NA | UNK-NOLG | NO | #VALUE! | ALB | UNK-NOLG | #VALUE! | 2001 | NON-LEAD | FVAO | historical reports | SF | No | UNK | UNK | 2001 | N/A |  | NA | NA | NA
64027 | 16 SILVA ST | No | No | NA | UNK-NOLG | NO | #VALUE! | PLB | UNK-NOLG | #VALUE! | 1975 | NON-LEAD | FVAO | historical reports | SF | No | UNK | UNK | 1975 | N/A |  | NA | NA | NA
63115 | 18 SILVA ST | No | No | NA | UNK-NOLG | NO | #VALUE! | PLB | UNK-NOLG | #VALUE! | 1975 | NON-LEAD | FVAO | historical reports | SF | No | UNK | UNK | 1975 | N/A |  | NA | NA | NA
63076 | 19 SILVA ST | No | No | NA | UNK-NOLG | NO | #VALUE! | PLB | UNK-NOLG | #VALUE! | 1966 | NON-LEAD | FVAO | historical reports | SF | No | UNK | UNK | 1966 | N/A |  | NA | NA | NA
63123 | 20 SILVA ST | No | No | NA | UNK-NOLG | NO | #VALUE! | PLB | UNK-NOLG | #VALUE! | 1920 | NON-LEAD | FVAO | historical reports | SF | No | UNK | UNK | 1920 | N/A |  | NA | NA | NA
63519 | 24 SILVA ST | No | No | NA | UNK-NOLG | NO | #VALUE! | PLB | UNK-NOLG | #VALUE! | 1938 | NON-LEAD | FVAO | historical reports | SF | No | UNK | UNK | 1938 | N/A |  | NA | NA | NA
66225 | 15 SIMPSON'S LN | No | No | NA | UNK-NOLG | NO | #VALUE! | ALB | UNK-NOLG | #VALUE! | 1999 | NON-LEAD | FVAO | historical reports | SF | No | UNK | UNK | 1999 | N/A |  | NA | NA | NA
66798 | 16 SIMPSON'S LN | No | No | NA | UNK-NOLG | NO | #VALUE! | ALB | UNK-NOLG | #VALUE! | 2012 | NON-LEAD | FVAO | historical reports | SF | No | UNK | UNK | 2012 | N/A |  | NA | NA | NA
66224 | 25 SIMPSON'S LN | No | No | NA | UNK-NOLG | NO | #VALUE! | ALB | UNK-NOLG | #VALUE! | 1987 | NON-LEAD | FVAO | historical reports | SF | No | UNK | UNK | 1987 | N/A |  | NA | NA | NA
66728 | 25 SIMPSON'S LN | No | No | NA | UNK-NOLG | NO | #VALUE! | ALB | UNK-NOLG | #VALUE! | 1987 | NON-LEAD | FVAO | historical reports | NONRES | No | UNK | UNK | 1987 | N/A |  | NA | NA | NA
66221 | 26 SIMPSON'S LN | No | No | NA | UNK-NOLG | NO | #VALUE! | PLB | UNK-NOLG | #VALUE! | 1900 | NON-LEAD | FVAO | historical reports | SF | No | UNK | UNK | 1900 | N/A |  | NA | NA | NA
66678 | 29 SIMPSON'S LN | No | No | NA | UNK-NOLG | NO | #VALUE! | ALB | UNK-NOLG | #VALUE! | 1993 | NON-LEAD | FVAO | historical reports | SF | No | UNK | UNK | 1993 | N/A |  | NA | NA | NA
66793 | 30 SIMPSON'S LN | No | No | NA | UNK-NOLG | NO | #VALUE! | ALB | UNK-NOLG | #VALUE! | 2010 | NON-LEAD | FVAO | historical reports | SF | No | UNK | UNK | 2010 | N/A |  | NA | NA | NA
66223 | 37 SIMPSON'S LN | No | No | NA | UNK-NOLG | NO | #VALUE! | ALB | UNK-NOLG | #VALUE! | 1987 | NON-LEAD | FVAO | historical reports | SF | No | UNK | UNK | 1987 | N/A |  | NA | NA | NA
66790 | 38 SIMPSON'S LN | No | No | NA | UNK-NOLG | NO | #VALUE! | ALB | UNK-NOLG | #VALUE! | 2009 | NON-LEAD | FVAO | historical reports | SF | No | UNK | UNK | 2009 | N/A |  | NA | NA | NA
66643 | 55 SIMPSON'S LN | No | No | NA | UNK-NOLG | NO | #VALUE! | ALB | UNK-NOLG | #VALUE! | 2009 | NON-LEAD | FVAO | historical reports | SF | No | UNK | UNK | 2009 | N/A |  | NA | NA | NA
66100 | 57 SIMPSON'S LN | No | No | NA | UNK-NOLG | NO | #VALUE! | ALB | UNK-NOLG | #VALUE! | 2009 | NON-LEAD | FVAO | historical reports | SF | No | UNK | UNK | 2009 | N/A |  | NA | NA | NA
66102 | 61 SIMPSON'S LN | No | No | NA | UNK-NOLG | NO | #VALUE! | ALB | UNK-NOLG | #VALUE! | 2013 | NON-LEAD | FVAO | historical reports | SF | No | UNK | UNK | 2013 | N/A |  | NA | NA | NA
66103 | 67 SIMPSON'S LN | No | No | NA | UNK-NOLG | NO | #VALUE! | PLB | UNK-NOLG | #VALUE! | 1968 | NON-LEAD | FVAO | historical reports | SF | No | UNK | UNK | 1968 | N/A |  | NA | NA | NA
66106 | 70 SIMPSON'S LN | No | No | NA | UNK-NOLG | NO | #VALUE! | PLB | UNK-NOLG | #VALUE! | 1980 | NON-LEAD | FVAO | historical reports | SF | No | UNK | UNK | 1980 | N/A |  | NA | NA | NA
66621 | 72 SIMPSON'S LN | No | No | NA | UNK-NOLG | NO | #VALUE! | PLB | UNK-NOLG | #VALUE! | 1890 | NON-LEAD | FVAO | historical reports | SF | No | UNK | UNK | 1890 | N/A |  | NA | NA | NA
66696 | 74 SIMPSON'S LN | No | No | NA | UNK-NOLG | NO | #VALUE! | PLB | UNK-NOLG | #VALUE! | 1975 | NON-LEAD | FVAO | historical reports | NONRES | No | UNK | UNK | 1975 | N/A |  | NA | NA | NA
66572 | 25A SIMPSON'S LN | No | No | NA | UNK-NOLG | NO | #VALUE! | ALB | UNK-NOLG | #VALUE! | 1987 | NON-LEAD | FVAO | historical reports | SF | No | UNK | UNK | 1987 | N/A |  | NA | NA | NA
66820 | 26A SIMPSON'S LN | No | No | NA | UNK-NOLG | NO | #VALUE! | PLB | UNK-NOLG | #VALUE! | 1900 | NON-LEAD | FVAO | historical reports | SF | No | UNK | UNK | 1900 | N/A |  | NA | NA | NA
57391 | 18 SIXTEENTH ST | No | No | NA | UNK-NOLG | NO | #VALUE! | ALB | UNK-NOLG | #VALUE! | 2001 | NON-LEAD | FVAO | historical reports | SF | No | UNK | UNK | 2001 | N/A |  | NA | NA | NA
57392 | 3 SIXTEENTH ST S | No | No | NA | UNK-NOLG | NO | #VALUE! | ALB | UNK-NOLG | #VALUE! | 2001 | NON-LEAD | FVAO | historical reports | SF | No | UNK | UNK | 2001 | N/A |  | NA | NA | NA
57390 | 10 SIXTEENTH ST S | No | No | NA | UNK-NOLG | NO | #VALUE! | ALB | UNK-NOLG | #VALUE! | 2003 | NON-LEAD | FVAO | historical reports | SF | No | UNK | UNK | 2003 | N/A |  | NA | NA | NA
58083 | 15 SIXTEENTH ST S | No | No | NA | UNK-NOLG | NO | #VALUE! | PLB | UNK-NOLG | #VALUE! | 1972 | NON-LEAD | FVAO | historical reports | SF | No | UNK | UNK | 1972 | N/A |  | NA | NA | NA
58512 | 19 SIXTEENTH ST S | No | No | NA | UNK-NOLG | NO | #VALUE! | ALB | UNK-NOLG | #VALUE! | 2017 | NON-LEAD | FVAO | historical reports | SF | No | UNK | UNK | 2017 | N/A |  | NA | NA | NA
58662 | 70 SIXTEENTH ST S | No | No | NA | UNK-NOLG | NO | #VALUE! | ALB | UNK-NOLG | #VALUE! | 2010 | NON-LEAD | FVAO | historical reports | SF | No | UNK | UNK | 2010 | N/A |  | NA | NA | NA
58090 | 71 SIXTEENTH ST S | No | No | NA | UNK-NOLG | NO | #VALUE! | PLB | UNK-NOLG | #VALUE! | 1973 | NON-LEAD | FVAO | historical reports | SF | No | UNK | UNK | 1973 | N/A |  | NA | NA | NA
57378 | 11 SIXTH ST N | No | No | NA | UNK-NOLG | NO | #VALUE! | ALB | UNK-NOLG | #VALUE! | 1988 | NON-LEAD | FVAO | historical reports | SF | No | UNK | UNK | 1988 | N/A |  | NA | NA | NA
57166 | 11 SIXTH ST N | No | No | NA | UNK-NOLG | NO | #VALUE! | ALB | UNK-NOLG | #VALUE! | 1995 | NON-LEAD | FVAO | historical reports | SF | No | UNK | UNK | 1995 | N/A |  | NA | NA | NA
57165 | 39 SIXTH ST N | No | No | NA | UNK-NOLG | NO | #VALUE! | ALB | UNK-NOLG | #VALUE! | 2018 | NON-LEAD | FVAO | historical reports | SF | No | UNK | UNK | 2018 | N/A |  | NA | NA | NA
57553 | 49 SIXTH ST N | No | No | NA | UNK-NOLG | NO | #VALUE! | ALB | UNK-NOLG | #VALUE! | 2019 | NON-LEAD | FVAO | historical reports | SF | No | UNK | UNK | 2019 | N/A |  | NA | NA | NA
57554 | 59 SIXTH ST N | No | No | NA | UNK-NOLG | NO | #VALUE! | PLB | UNK-NOLG | #VALUE! | 1978 | NON-LEAD | FVAO | historical reports | SF | No | UNK | UNK | 1978 | N/A |  | NA | NA | NA
57162 | 71 SIXTH ST N | No | No | NA | UNK-NOLG | NO | #VALUE! | ALB | UNK-NOLG | #VALUE! | 1999 | NON-LEAD | FVAO | historical reports | SF | No | UNK | UNK | 1999 | N/A |  | NA | NA | NA
44500 | 65 SLOUGH COVE RD | No | No | NA | UNK-NOLG | NO | #VALUE! | ALB | UNK-NOLG | #VALUE! | 2001 | NON-LEAD | FVAO | historical reports | SF | No | UNK | UNK | 2001 | N/A |  | NA | NA | NA
45500 | 87 SLOUGH COVE RD | No | No | NA | UNK-NOLG | NO | #VALUE! | ALB | UNK-NOLG | #VALUE! | 1987 | NON-LEAD | FVAO | historical reports | SF | No | UNK | UNK | 1987 | N/A |  | NA | NA | NA
45039 | 89 SLOUGH COVE RD | No | No | NA | UNK-NOLG | NO | #VALUE! | PLB | UNK-NOLG | #VALUE! | PLB | NON-LEAD | FVAO | historical reports | SF | No | UNK | UNK | 0 | N/A |  | NA | NA | NA
45040 | 91 SLOUGH COVE RD | No | No | NA | UNK-NOLG | NO | #VALUE! | ALB | UNK-NOLG | #VALUE! | 1990 | NON-LEAD | FVAO | historical reports | SF | No | UNK | UNK | 1990 | N/A |  | NA | NA | NA
45560 | 93 SLOUGH COVE RD | No | No | NA | UNK-NOLG | NO | #VALUE! | PLB | UNK-NOLG | #VALUE! | 1979 | NON-LEAD | FVAO | historical reports | SF | No | UNK | UNK | 1979 | N/A |  | NA | NA | NA
45542 | 95 SLOUGH COVE RD | No | No | NA | UNK-NOLG | NO | #VALUE! | ALB | UNK-NOLG | #VALUE! | 2020 | NON-LEAD | FVAO | historical reports | SF | No | UNK | UNK | 2020 | N/A |  | NA | NA | NA
45544 | 99 SLOUGH COVE RD | No | No | NA | UNK-NOLG | NO | #VALUE! | PLB | UNK-NOLG | #VALUE! | 1983 | NON-LEAD | FVAO | historical reports | SF | No | UNK | UNK | 1983 | N/A |  | NA | NA | NA
45545 | 101 SLOUGH COVE RD | No | No | NA | UNK-NOLG | NO | #VALUE! | ALB | UNK-NOLG | #VALUE! | 1986 | NON-LEAD | FVAO | historical reports | SF | No | UNK | UNK | 1986 | N/A |  | NA | NA | NA
45546 | 103 SLOUGH COVE RD | No | No | NA | UNK-NOLG | NO | #VALUE! | ALB | UNK-NOLG | #VALUE! | 1988 | NON-LEAD | FVAO | historical reports | SF | No | UNK | UNK | 1988 | N/A |  | NA | NA | NA
45549 | 107 SLOUGH COVE RD | No | No | NA | UNK-NOLG | NO | #VALUE! | ALB | UNK-NOLG | #VALUE! | 1994 | NON-LEAD | FVAO | historical reports | SF | No | UNK | UNK | 1994 | N/A |  | NA | NA | NA
11301 | 3 SMITH HOLLOW DR | No | No | NA | UNK-NOLG | NO | #VALUE! | ALB | UNK-NOLG | #VALUE! | 2005 | NON-LEAD | FVAO | historical reports | SF | No | UNK | UNK | 2005 | N/A |  | NA | NA | NA
11330 | 8 SMITH HOLLOW DR | No | No | NA | UNK-NOLG | NO | #VALUE! | PLB | UNK-NOLG | #VALUE! | 1970 | NON-LEAD | FVAO | historical reports | SF | No | UNK | UNK | 1970 | N/A |  | NA | NA | NA
11501 | 8 SMITH HOLLOW DR | No | No | NA | UNK-NOLG | NO | #VALUE! | ALB | UNK-NOLG | #VALUE! | 1999 | NON-LEAD | FVAO | historical reports | SF | No | UNK | UNK | 1999 | N/A |  | NA | NA | NA
11328 | 14 SMITH HOLLOW DR | Yes | No | NA | UNK-NOLG | NO | #VALUE! | ALB | UNK-NOLG | #VALUE! | 2003 | NON-LEAD | FVAO | historical reports | SF | No | UNK | UNK | 2003 | R | 1 | NA | NA | NA
11308 | 15 SMITH HOLLOW DR | No | No | NA | UNK-NOLG | NO | #VALUE! | ALB | UNK-NOLG | #VALUE! | 2002 | NON-LEAD | FVAO | historical reports | SF | No | UNK | UNK | 2002 | N/A |  | NA | NA | NA
11302 | 19 SMITH HOLLOW DR | No | No | NA | UNK-NOLG | NO | #VALUE! | PLB | UNK-NOLG | #VALUE! | 1981 | NON-LEAD | FVAO | historical reports | SF | No | UNK | UNK | 1981 | N/A |  | NA | NA | NA
11311 | 29 SMITH HOLLOW DR | No | No | NA | UNK-NOLG | NO | #VALUE! | ALB | UNK-NOLG | #VALUE! | 2001 | NON-LEAD | FVAO | historical reports | SF | No | UNK | UNK | 2001 | N/A |  | NA | NA | NA
11324 | 32 SMITH HOLLOW DR | No | No | NA | UNK-NOLG | NO | #VALUE! | PLB | UNK-NOLG | #VALUE! | 1985 | NON-LEAD | FVAO | historical reports | SF | No | UNK | UNK | 1985 | N/A |  | NA | NA | NA
11323 | 34 SMITH HOLLOW DR | No | No | NA | UNK-NOLG | NO | #VALUE! | PLB | UNK-NOLG | #VALUE! | 1980 | NON-LEAD | FVAO | historical reports | SF | No | UNK | UNK | 1980 | N/A |  | NA | NA | NA
11316 | 39 SMITH HOLLOW DR | No | No | NA | UNK-NOLG | NO | #VALUE! | ALB | UNK-NOLG | #VALUE! | 2000 | NON-LEAD | FVAO | historical reports | SF | No | UNK | UNK | 2000 | N/A |  | NA | NA | NA
11320 | 40 SMITH HOLLOW DR | Yes | No | NA | UNK-NOLG | NO | #VALUE! | ALB | UNK-NOLG | #VALUE! | 2006 | NON-LEAD | FVAO | historical reports | SF | No | UNK | UNK | 2006 | R | 1 | NA | NA | NA
11317 | 41 SMITH HOLLOW DR | No | No | NA | UNK-NOLG | NO | #VALUE! | PLB | UNK-NOLG | #VALUE! | 2007 | NON-LEAD | FVAO | historical reports | SF | No | UNK | UNK | 2007 | N/A |  | NA | NA | NA
11319 | 44 SMITH HOLLOW DR | No | No | NA | UNK-NOLG | NO | #VALUE! | ALB | UNK-NOLG | #VALUE! | 2001 | NON-LEAD | FVAO | historical reports | SF | No | UNK | UNK | 2001 | N/A |  | NA | NA | NA
11318 | 46 SMITH HOLLOW DR | No | No | NA | UNK-NOLG | NO | #VALUE! | ALB | UNK-NOLG | #VALUE! | 2002 | NON-LEAD | FVAO | historical reports | SF | No | UNK | UNK | 2002 | A | 1 | NA | NA | NA
11500 | 39A SMITH HOLLOW DR | No | No | NA | UNK-NOLG | NO | #VALUE! | ALB | UNK-NOLG | #VALUE! | 2000 | NON-LEAD | FVAO | historical reports | SF | No | UNK | UNK | 2000 | N/A |  | NA | NA | NA
11504 | 40A SMITH HOLLOW DR | No | No | NA | UNK-NOLG | NO | #VALUE! | ALB | UNK-NOLG | #VALUE! | 2006 | NON-LEAD | FVAO | historical reports | SF | No | UNK | UNK | 2006 | N/A |  | NA | NA | NA
11655 | 44A SMITH HOLLOW DR | No | No | NA | UNK-NOLG | NO | #VALUE! | ALB | UNK-NOLG | #VALUE! | 2001 | NON-LEAD | FVAO | historical reports | SF | No | UNK | UNK | 2001 | N/A |  | NA | NA | NA
11518 | 46A SMITH HOLLOW DR | No | No | NA | UNK-NOLG | NO | #VALUE! | ALB | UNK-NOLG | #VALUE! | 2002 | NON-LEAD | FVAO | historical reports | SF | No | UNK | UNK | 2002 | N/A |  | NA | NA | NA
52411 | 7 SMUGGLER'S WAY | No | No | NA | UNK-NOLG | NO | #VALUE! | PLB | UNK-NOLG | #VALUE! | 1890 | NON-LEAD | FVAO | historical reports | SF | No | UNK | UNK | 1890 | N/A |  | NA | NA | NA
52554 | 10 SMUGGLER'S WAY | No | No | NA | UNK-NOLG | NO | #VALUE! | PLB | UNK-NOLG | #VALUE! | 1890 | NON-LEAD | FVAO | historical reports | SF | No | UNK | UNK | 1890 | N/A |  | NA | NA | NA
52550 | 11 SMUGGLER'S WAY | No | No | NA | UNK-NOLG | NO | #VALUE! | PLB | UNK-NOLG | #VALUE! | 1984 | NON-LEAD | FVAO | historical reports | SF | No | UNK | UNK | 1984 | N/A |  | NA | NA | NA
52557 | 12 SMUGGLER'S WAY | No | No | NA | UNK-NOLG | NO | #VALUE! | PLB | UNK-NOLG | #VALUE! | 1910 | NON-LEAD | FVAO | historical reports | SF | No | UNK | UNK | 1910 | N/A |  | NA | NA | NA
52551 | 14 SMUGGLER'S WAY | No | No | NA | UNK-NOLG | NO | #VALUE! | PLB | UNK-NOLG | #VALUE! | 1980 | NON-LEAD | FVAO | historical reports | SF | No | UNK | UNK | 1980 | N/A |  | NA | NA | NA
52562 | 16 SMUGGLER'S WAY | No | No | NA | UNK-NOLG | NO | #VALUE! | ALB | UNK-NOLG | #VALUE! | 2016 | NON-LEAD | FVAO | historical reports | SF | No | UNK | UNK | 2016 | N/A |  | NA | NA | NA
52556 | 18 SMUGGLER'S WAY | No | No | NA | UNK-NOLG | NO | #VALUE! | PLB | UNK-NOLG | #VALUE! | 1980 | NON-LEAD | FVAO | historical reports | SF | No | UNK | UNK | 1980 | N/A |  | NA | NA | NA
52558 | 20 SMUGGLER'S WAY | No | No | NA | UNK-NOLG | NO | #VALUE! | PLB | UNK-NOLG | #VALUE! | 1980 | NON-LEAD | FVAO | historical reports | SF | No | UNK | UNK | 1980 | N/A |  | NA | NA | NA
52552 | 22 SMUGGLER'S WAY | No | No | NA | UNK-NOLG | NO | #VALUE! | PLB | UNK-NOLG | #VALUE! | 1980 | NON-LEAD | FVAO | historical reports | SF | No | UNK | UNK | 1980 | N/A |  | NA | NA | NA
67037 | 9 SOUTH ST | No | No | NA | UNK-NOLG | NO | #VALUE! | PLB | UNK-NOLG | #VALUE! | 1985 | NON-LEAD | FVAO | historical reports | SF | No | UNK | UNK | 1985 | N/A |  | NA | NA | NA
67314 | 15 SOUTH ST | No | No | NA | UNK-NOLG | NO | #VALUE! | PLB | UNK-NOLG | #VALUE! | 1978 | NON-LEAD | FVAO | historical reports | SF | No | UNK | UNK | 1978 | N/A |  | NA | NA | NA
67313 | 27 SOUTH ST | No | No | NA | UNK-NOLG | NO | #VALUE! | PLB | UNK-NOLG | #VALUE! | 1973 | NON-LEAD | FVAO | historical reports | SF | No | UNK | UNK | 1973 | N/A |  | NA | NA | NA
67300 | 32 SOUTH ST | No | No | NA | UNK-NOLG | NO | #VALUE! | PLB | UNK-NOLG | #VALUE! | 1930 | NON-LEAD | FVAO | historical reports | SF | No | UNK | UNK | 1930 | N/A |  | NA | NA | NA
27422 | 2 SOUTHRIDGE LN | No | No | NA | UNK-NOLG | NO | #VALUE! | PLB | UNK-NOLG | #VALUE! | PLB | NON-LEAD | FVAO | historical reports | SF | No | UNK | UNK | #N/A | N/A |  | NA | NA | NA
27421 | 4 SOUTHRIDGE LN | No | No | NA | UNK-NOLG | NO | #VALUE! | PLB | UNK-NOLG | #VALUE! | ALB | NON-LEAD | FVAO | historical reports | SF | No | UNK | UNK | #N/A | N/A |  | NA | NA | NA
27420 | 6 SOUTHRIDGE LN | No | No | NA | UNK-NOLG | NO | #VALUE! | ALB | UNK-NOLG | #VALUE! | 2020 | NON-LEAD | FVAO | historical reports | SF | No | UNK | UNK | 2020 | N/A |  | NA | NA | NA
10043 | 1 SPARROW LN | No | No | NA | UNK-NOLG | NO | #VALUE! | ALB | UNK-NOLG | #VALUE! | 2015 | NON-LEAD | FVAO | historical reports | SF | No | UNK | UNK | 2015 | N/A |  | NA | NA | NA
10046 | 2 SPARROW LN | No | No | NA | UNK-NOLG | NO | #VALUE! | PLB | UNK-NOLG | #VALUE! | 1978 | NON-LEAD | FVAO | historical reports | SF | No | UNK | UNK | 1978 | N/A |  | NA | NA | NA
10039 | 3 SPARROW LN | No | No | NA | UNK-NOLG | NO | #VALUE! | PLB | UNK-NOLG | #VALUE! | 1985 | NON-LEAD | FVAO | historical reports | SF | No | UNK | UNK | 1985 | N/A |  | NA | NA | NA
10501 | 4 SPARROW LN | No | No | NA | UNK-NOLG | NO | #VALUE! | PLB | UNK-NOLG | #VALUE! | 1968 | NON-LEAD | FVAO | historical reports | SF | No | UNK | UNK | 1968 | N/A |  | NA | NA | NA
10038 | 5 SPARROW LN | No | No | NA | UNK-NOLG | NO | #VALUE! | PLB | UNK-NOLG | #VALUE! | 1974 | NON-LEAD | FVAO | historical reports | SF | No | UNK | UNK | 1974 | N/A |  | NA | NA | NA
10048 | 6 SPARROW LN | No | No | NA | UNK-NOLG | NO | #VALUE! | PLB | UNK-NOLG | #VALUE! | 1935 | NON-LEAD | FVAO | historical reports | SF | No | UNK | UNK | 1935 | N/A |  | NA | NA | NA
10037 | 7 SPARROW LN | No | No | NA | UNK-NOLG | NO | #VALUE! | PLB | UNK-NOLG | #VALUE! | 1985 | NON-LEAD | FVAO | historical reports | SF | No | UNK | UNK | 1985 | N/A |  | NA | NA | NA
10049 | 8 SPARROW LN | No | No | NA | UNK-NOLG | NO | #VALUE! | PLB | UNK-NOLG | #VALUE! | 1948 | NON-LEAD | FVAO | historical reports | SF | No | UNK | UNK | 1948 | N/A |  | NA | NA | NA
10036 | 9 SPARROW LN | No | No | NA | UNK-NOLG | NO | #VALUE! | PLB | UNK-NOLG | #VALUE! | 1973 | NON-LEAD | FVAO | historical reports | SF | No | UNK | UNK | 1973 | N/A |  | NA | NA | NA
10034 | 11 SPARROW LN | No | No | NA | UNK-NOLG | NO | #VALUE! | PLB | UNK-NOLG | #VALUE! | 1972 | NON-LEAD | FVAO | historical reports | SF | No | UNK | UNK | 1972 | N/A |  | NA | NA | NA
10035 | 13 SPARROW LN | No | No | NA | UNK-NOLG | NO | #VALUE! | ALB | UNK-NOLG | #VALUE! | 1997 | NON-LEAD | FVAO | historical reports | SF | No | UNK | UNK | 1997 | N/A |  | NA | NA | NA
10051 | 15 SPARROW LN | No | No | NA | UNK-NOLG | NO | #VALUE! | PLB | UNK-NOLG | #VALUE! | 1943 | NON-LEAD | FVAO | historical reports | SF | No | UNK | UNK | 1943 | N/A |  | NA | NA | NA
10050 | 16 SPARROW LN | No | No | NA | UNK-NOLG | NO | #VALUE! | PLB | UNK-NOLG | #VALUE! | 1950 | NON-LEAD | FVAO | historical reports | SF | No | UNK | UNK | 1950 | N/A |  | NA | NA | NA
10052 | 17 SPARROW LN | No | No | NA | UNK-NOLG | NO | #VALUE! | PLB | UNK-NOLG | #VALUE! | 1984 | NON-LEAD | FVAO | historical reports | SF | No | UNK | UNK | 1984 | N/A |  | NA | NA | NA
10063 | 19 SPARROW LN | No | No | NA | UNK-NOLG | NO | #VALUE! | PLB | UNK-NOLG | #VALUE! | 1978 | NON-LEAD | FVAO | historical reports | SF | No | UNK | UNK | 1978 | N/A |  | NA | NA | NA
10053 | 20 SPARROW LN | No | No | NA | UNK-NOLG | NO | #VALUE! | PLB | UNK-NOLG | #VALUE! | 1945 | NON-LEAD | FVAO | historical reports | SF | No | UNK | UNK | 1945 | N/A |  | NA | NA | NA
10062 | 21 SPARROW LN | No | No | NA | UNK-NOLG | NO | #VALUE! | PLB | UNK-NOLG | #VALUE! | 1928 | NON-LEAD | FVAO | historical reports | SF | No | UNK | UNK | 1928 | N/A |  | NA | NA | NA
10061 | 23 SPARROW LN | No | No | NA | UNK-NOLG | NO | #VALUE! | PLB | UNK-NOLG | #VALUE! | 1976 | NON-LEAD | FVAO | historical reports | SF | No | UNK | UNK | 1976 | N/A |  | NA | NA | NA
10055 | 24 SPARROW LN | No | No | NA | UNK-NOLG | NO | #VALUE! | PLB | UNK-NOLG | #VALUE! | 1948 | NON-LEAD | FVAO | historical reports | SF | No | UNK | UNK | 1948 | N/A |  | NA | NA | NA
10530 | 25 SPARROW LN | No | No | NA | UNK-NOLG | NO | #VALUE! | PLB | UNK-NOLG | #VALUE! | 1966 | NON-LEAD | FVAO | historical reports | SF | No | UNK | UNK | 1966 | N/A |  | NA | NA | NA
10056 | 26 SPARROW LN | No | No | NA | UNK-NOLG | NO | #VALUE! | PLB | UNK-NOLG | #VALUE! | 1985 | NON-LEAD | FVAO | historical reports | SF | No | UNK | UNK | 1985 | N/A |  | NA | NA | NA
10059 | 27 SPARROW LN | No | No | NA | UNK-NOLG | NO | #VALUE! | PLB | UNK-NOLG | #VALUE! | 1946 | NON-LEAD | FVAO | historical reports | SF | No | UNK | UNK | 1946 | N/A |  | NA | NA | NA
61008 | 1 STARBUCK NECK RD | No | No | NA | UNK-NOLG | NO | #VALUE! | PLB | UNK-NOLG | #VALUE! | 1968 | NON-LEAD | FVAO | historical reports | SF | No | UNK | UNK | 1968 | N/A |  | NA | NA | NA
61009 | 7 STARBUCK NECK RD | No | No | NA | UNK-NOLG | NO | #VALUE! | ALB | UNK-NOLG | #VALUE! | 1996 | NON-LEAD | FVAO | historical reports | SF | No | UNK | UNK | 1996 | N/A |  | NA | NA | NA
61010 | 9 STARBUCK NECK RD | No | No | NA | UNK-NOLG | NO | #VALUE! | PLB | UNK-NOLG | #VALUE! | 1985 | NON-LEAD | FVAO | historical reports | SF | No | UNK | UNK | 1985 | N/A |  | NA | NA | NA
61006 | 14 STARBUCK NECK RD | No | No | NA | UNK-NOLG | NO | #VALUE! | ALB | UNK-NOLG | #VALUE! | 1987 | NON-LEAD | FVAO | historical reports | SF | No | UNK | UNK | 1987 | N/A |  | NA | NA | NA
61011 | 15 STARBUCK NECK RD | No | Yes | Lead | Cl-L | NO | #VALUE! | PLB | UNK-NOLG | #VALUE! | 1954 | NON-LEAD | FVAO | historical reports | SF | No | UNK | UNK | 1954 | N/A |  | NA | NA | NA
61005 | 18 STARBUCK NECK RD | No | No | NA | UNK-NOLG | NO | #VALUE! | PLB | UNK-NOLG | #VALUE! | 1960 | NON-LEAD | FVAO | historical reports | SF | No | UNK | UNK | 1960 | N/A |  | NA | NA | NA
61012 | 21 STARBUCK NECK RD | No | No | NA | UNK-NOLG | NO | #VALUE! | PLB | UNK-NOLG | #VALUE! | 1970 | NON-LEAD | FVAO | historical reports | SF | No | UNK | UNK | 1970 | N/A |  | NA | NA | NA
61511 | 15A STARBUCK NECK RD | No | No | NA | UNK-NOLG | NO | #VALUE! | PLB | UNK-NOLG | #VALUE! | 1954 | NON-LEAD | FVAO | historical reports | SF | No | UNK | UNK | 1954 | N/A |  | NA | NA | NA
61501 | 7A STARBUCK NECK RD | No | No | NA | UNK-NOLG | NO | #VALUE! | ALB | UNK-NOLG | #VALUE! | 1996 | NON-LEAD | FVAO | historical reports | SF | No | UNK | UNK | 1996 | N/A |  | NA | NA | NA
61510 | 9A STARBUCK NECK ROAD | No | No | NA | UNK-NOLG | NO | #VALUE! | PLB | UNK-NOLG | #VALUE! | 1985 | NON-LEAD | FVAO | historical reports | SF | No | UNK | UNK | 1985 | N/A |  | NA | NA | NA
65031 | 0 STATE ROAD | No | No | NA | UNK-NOLG | NO | #VALUE! | PLB | UNK-NOLG | #VALUE! | 1973 | NON-LEAD | FVAO | historical reports | SF | No | UNK | UNK | 1973 | N/A |  | NA | NA | NA
36542 | 3 STEVEN-JOHN COURT | No | No | NA | UNK-NOLG | NO | #VALUE! | PLB | UNK-NOLG | #VALUE! | 1979 | NON-LEAD | FVAO | historical reports | SF | No | UNK | UNK | 1979 | N/A |  | NA | NA | NA
36544 | 4 STEVEN-JOHN COURT | No | No | NA | UNK-NOLG | NO | #VALUE! | PLB | UNK-NOLG | #VALUE! | 1979 | NON-LEAD | FVAO | historical reports | SF | No | UNK | UNK | 1979 | N/A |  | NA | NA | NA
36016 | 11 SUTTON'S WAY | No | No | NA | UNK-NOLG | NO | #VALUE! | PLB | UNK-NOLG | #VALUE! | PLB | NON-LEAD | FVAO | historical reports | SF | No | UNK | UNK | 0 | N/A |  | NA | NA | NA
36692 | 17 SUTTONS WAY | No | No | NA | UNK-NOLG | NO | #VALUE! | PLB | UNK-NOLG | #VALUE! | 1985 | NON-LEAD | FVAO | historical reports | SF | No | UNK | UNK | 1985 | N/A |  | NA | NA | NA
10067 | 3 SWAN LN | No | No | NA | UNK-NOLG | NO | #VALUE! | PLB | UNK-NOLG | #VALUE! | 1935 | NON-LEAD | FVAO | historical reports | SF | No | UNK | UNK | 1935 | N/A |  | NA | NA | NA
10073 | 4 SWAN LN | No | No | NA | UNK-NOLG | NO | #VALUE! | PLB | UNK-NOLG | #VALUE! | 1938 | NON-LEAD | FVAO | historical reports | SF | No | UNK | UNK | 1938 | N/A |  | NA | NA | NA
10075 | 13 SWAN LN | No | No | NA | UNK-NOLG | NO | #VALUE! | PLB | UNK-NOLG | #VALUE! | 1964 | NON-LEAD | FVAO | historical reports | SF | No | UNK | UNK | 1964 | N/A |  | NA | NA | NA
10077 | 16 SWAN LN | No | No | NA | UNK-NOLG | NO | #VALUE! | PLB | UNK-NOLG | #VALUE! | 1978 | NON-LEAD | FVAO | historical reports | SF | No | UNK | UNK | 1978 | N/A |  | NA | NA | NA
10083 | 17 SWAN LN | No | No | NA | UNK-NOLG | NO | #VALUE! | PLB | UNK-NOLG | #VALUE! | 1972 | NON-LEAD | FVAO | historical reports | SF | No | UNK | UNK | 1972 | N/A |  | NA | NA | NA
10082 | 18 SWAN LN | No | No | NA | UNK-NOLG | NO | #VALUE! | PLB | UNK-NOLG | #VALUE! | 1900 | NON-LEAD | FVAO | historical reports | SF | No | UNK | UNK | 1900 | N/A |  | NA | NA | NA
10084 | 19 SWAN LN | No | No | NA | UNK-NOLG | NO | #VALUE! | ALB | UNK-NOLG | #VALUE! | 2017 | NON-LEAD | FVAO | historical reports | SF | No | UNK | UNK | 2017 | N/A |  | NA | NA | NA
10085 | 20 SWAN LN | No | No | NA | UNK-NOLG | NO | #VALUE! | PLB | UNK-NOLG | #VALUE! | 1980 | NON-LEAD | FVAO | historical reports | SF | No | UNK | UNK | 1980 | N/A |  | NA | NA | NA
10089 | 21 SWAN LN | No | No | NA | UNK-NOLG | NO | #VALUE! | PLB | UNK-NOLG | #VALUE! | 1985 | NON-LEAD | FVAO | historical reports | SF | No | UNK | UNK | 1985 | N/A |  | NA | NA | NA
10090 | 23 SWAN LN | No | No | NA | UNK-NOLG | NO | #VALUE! | PLB | UNK-NOLG | #VALUE! | 1973 | NON-LEAD | FVAO | historical reports | SF | No | UNK | UNK | 1973 | A | 1 | NA | NA | NA
10088 | 25 SWAN LN | No | No | NA | UNK-NOLG | NO | #VALUE! | ALB | UNK-NOLG | #VALUE! | 2008 | NON-LEAD | FVAO | historical reports | SF | No | UNK | UNK | 2008 | N/A |  | NA | NA | NA
10508 | 12 TARKILN PATH | No | No | NA | UNK-NOLG | NO | #VALUE! | PLB | UNK-NOLG | #VALUE! | 1975 | NON-LEAD | FVAO | historical reports | SF | No | UNK | UNK | 1975 | N/A |  | NA | NA | NA
23511 | 18 TARKILN PATH | No | No | NA | UNK-NOLG | NO | #VALUE! | ALB | UNK-NOLG | #VALUE! | 2003 | NON-LEAD | FVAO | historical reports | SF | No | UNK | UNK | 2003 | N/A |  | NA | NA | NA
11441 | 28 TARKILN PATH | No | No | NA | UNK-NOLG | NO | #VALUE! | PLB | UNK-NOLG | #VALUE! | PLB | NON-LEAD | FVAO | historical reports | SF | No | UNK | UNK | #N/A | N/A |  | NA | NA | NA
58238 | 1 TEABERRY CIR | No | No | NA | UNK-NOLG | NO | #VALUE! | PLB | UNK-NOLG | #VALUE! | 1976 | NON-LEAD | FVAO | historical reports | SF | No | UNK | UNK | 1976 | N/A |  | NA | NA | NA
58239 | 2 TEABERRY CIR | No | No | NA | UNK-NOLG | NO | #VALUE! | PLB | UNK-NOLG | #VALUE! | 1925 | NON-LEAD | FVAO | historical reports | SF | No | UNK | UNK | 1925 | N/A |  | NA | NA | NA
58240 | 1 TEABERRY LN | No | No | NA | UNK-NOLG | NO | #VALUE! | PLB | UNK-NOLG | #VALUE! | 1985 | NON-LEAD | FVAO | historical reports | SF | No | UNK | UNK | 1985 | A | 1 | NA | NA | NA
58202 | 2 TEABERRY LN | No | No | NA | UNK-NOLG | NO | #VALUE! | PLB | UNK-NOLG | #VALUE! | 1979 | NON-LEAD | FVAO | historical reports | SF | No | UNK | UNK | 1979 | N/A |  | NA | NA | NA
58203 | 4 TEABERRY LN | No | No | NA | UNK-NOLG | NO | #VALUE! | PLB | UNK-NOLG | #VALUE! | 1984 | NON-LEAD | FVAO | historical reports | SF | No | UNK | UNK | 1984 | N/A |  | NA | NA | NA
58667 | 9 TEABERRY LN | No | No | NA | UNK-NOLG | NO | #VALUE! | ALB | UNK-NOLG | #VALUE! | 2008 | NON-LEAD | FVAO | historical reports | SF | No | UNK | UNK | 2008 | N/A |  | NA | NA | NA
58205 | 10 TEABERRY LN | No | No | NA | UNK-NOLG | NO | #VALUE! | PLB | UNK-NOLG | #VALUE! | 1978 | NON-LEAD | FVAO | historical reports | SF | No | UNK | UNK | 1978 | N/A |  | NA | NA | NA
58236 | 15 TEABERRY LN | No | No | NA | UNK-NOLG | NO | #VALUE! | PLB | UNK-NOLG | #VALUE! | 1979 | NON-LEAD | FVAO | historical reports | SF | No | UNK | UNK | 1979 | N/A |  | NA | NA | NA
58208 | 20 TEABERRY LN | No | No | NA | UNK-NOLG | NO | #VALUE! | PLB | UNK-NOLG | #VALUE! | 1985 | NON-LEAD | FVAO | historical reports | SF | No | UNK | UNK | 1985 | N/A |  | NA | NA | NA
58227 | 25 TEABERRY LN | No | No | NA | UNK-NOLG | NO | #VALUE! | PLB | UNK-NOLG | #VALUE! | 1904 | NON-LEAD | FVAO | historical reports | SF | No | UNK | UNK | 1904 | N/A |  | NA | NA | NA
58210 | 26 TEABERRY LN | No | No | NA | UNK-NOLG | NO | #VALUE! | ALB | UNK-NOLG | #VALUE! | 1988 | NON-LEAD | FVAO | historical reports | SF | No | UNK | UNK | 1988 | N/A |  | NA | NA | NA
58211 | 28 TEABERRY LN | No | No | NA | UNK-NOLG | NO | #VALUE! | PLB | UNK-NOLG | #VALUE! | 1979 | NON-LEAD | FVAO | historical reports | SF | No | UNK | UNK | 1979 | N/A |  | NA | NA | NA
58212 | 30 TEABERRY LN | No | No | NA | UNK-NOLG | NO | #VALUE! | ALB | UNK-NOLG | #VALUE! | 2009 | NON-LEAD | FVAO | historical reports | SF | No | UNK | UNK | 2009 | N/A |  | NA | NA | NA
58213 | 32 TEABERRY LN | No | No | NA | UNK-NOLG | NO | #VALUE! | PLB | UNK-NOLG | #VALUE! | 1984 | NON-LEAD | FVAO | historical reports | SF | No | UNK | UNK | 1984 | N/A |  | NA | NA | NA
58229 | 33 TEABERRY LN | No | No | NA | UNK-NOLG | NO | #VALUE! | PLB | UNK-NOLG | #VALUE! | 1984 | NON-LEAD | FVAO | historical reports | SF | No | UNK | UNK | 1984 | N/A |  | NA | NA | NA
58215 | 36 TEABERRY LN | No | No | NA | UNK-NOLG | NO | #VALUE! | PLB | UNK-NOLG | #VALUE! | 1983 | NON-LEAD | FVAO | historical reports | SF | No | UNK | UNK | 1983 | N/A |  | NA | NA | NA
58230 | 37 TEABERRY LN | No | No | NA | UNK-NOLG | NO | #VALUE! | PLB | UNK-NOLG | #VALUE! | 1978 | NON-LEAD | FVAO | historical reports | SF | No | UNK | UNK | 1978 | N/A |  | NA | NA | NA
58216 | 38 TEABERRY LN | No | No | NA | UNK-NOLG | NO | #VALUE! | PLB | UNK-NOLG | #VALUE! | 1984 | NON-LEAD | FVAO | historical reports | SF | No | UNK | UNK | 1984 | N/A |  | NA | NA | NA
58222 | 52 TEABERRY LN | No | No | NA | UNK-NOLG | NO | #VALUE! | PLB | UNK-NOLG | #VALUE! | 2007 | NON-LEAD | FVAO | historical reports | SF | No | UNK | UNK | 2007 | N/A |  | NA | NA | NA
58234 | 55 TEABERRY LN | No | No | NA | UNK-NOLG | NO | #VALUE! | PLB | UNK-NOLG | #VALUE! | 1981 | NON-LEAD | FVAO | historical reports | SF | No | UNK | UNK | 1981 | N/A |  | NA | NA | NA
58235 | 59 TEABERRY LN | No | No | NA | UNK-NOLG | NO | #VALUE! | PLB | UNK-NOLG | #VALUE! | 1976 | NON-LEAD | FVAO | historical reports | SF | No | UNK | UNK | 1976 | N/A |  | NA | NA | NA
58665 | 26A TEABERRY LN | No | No | NA | UNK-NOLG | NO | #VALUE! | ALB | UNK-NOLG | #VALUE! | 1988 | NON-LEAD | FVAO | historical reports | SF | No | UNK | UNK | 1988 | N/A |  | NA | NA | NA
58540 | 9A TEABERRY LN | No | No | NA | UNK-NOLG | NO | #VALUE! | ALB | UNK-NOLG | #VALUE! | 2008 | NON-LEAD | FVAO | historical reports | SF | No | UNK | UNK | 2008 | N/A |  | NA | NA | NA
58701 | 17 TENTH ST N | No | No | NA | UNK-NOLG | NO | #VALUE! | PLB | UNK-NOLG | #VALUE! | 1980 | NON-LEAD | FVAO | historical reports | SF | No | UNK | UNK | 1980 | N/A |  | NA | NA | NA
57253 | 52 TENTH ST N | No | No | NA | UNK-NOLG | NO | #VALUE! | ALB | UNK-NOLG | #VALUE! | 1987 | NON-LEAD | FVAO | historical reports | SF | No | UNK | UNK | 1987 | N/A |  | NA | NA | NA
57275 | 55 TENTH ST N | No | No | NA | UNK-NOLG | NO | #VALUE! | ALB | UNK-NOLG | #VALUE! | 1986 | NON-LEAD | FVAO | historical reports | SF | No | UNK | UNK | 1986 | N/A |  | NA | NA | NA
57256 | 64 TENTH ST N | No | No | NA | UNK-NOLG | NO | #VALUE! | PLB | UNK-NOLG | #VALUE! | 1870 | NON-LEAD | FVAO | historical reports | SF | No | UNK | UNK | 1870 | N/A |  | NA | NA | NA
57257 | 70 TENTH ST N | No | No | NA | UNK-NOLG | NO | #VALUE! | ALB | UNK-NOLG | #VALUE! | 1986 | NON-LEAD | FVAO | historical reports | SF | No | UNK | UNK | 1986 | N/A |  | NA | NA | NA
58167 | 5 TENTH ST S | No | No | NA | UNK-NOLG | NO | #VALUE! | ALB | UNK-NOLG | #VALUE! | 2015 | NON-LEAD | FVAO | historical reports | SF | No | UNK | UNK | 2015 | N/A |  | NA | NA | NA
58666 | 8 TENTH ST S | No | No | NA | UNK-NOLG | NO | #VALUE! | PLB | UNK-NOLG | #VALUE! | 1985 | NON-LEAD | FVAO | historical reports | SF | No | UNK | UNK | 1985 | N/A |  | NA | NA | NA
58661 | 31 TENTH ST S | No | No | NA | UNK-NOLG | NO | #VALUE! | PLB | UNK-NOLG | #VALUE! | 2007 | NON-LEAD | FVAO | historical reports | SF | No | UNK | UNK | 2007 | N/A |  | NA | NA | NA
58160 | 60 TENTH ST S | No | No | NA | UNK-NOLG | NO | #VALUE! | PLB | UNK-NOLG | #VALUE! | 1963 | NON-LEAD | FVAO | historical reports | SF | No | UNK | UNK | 1963 | N/A |  | NA | NA | NA
58173 | 73 TENTH ST S | No | No | NA | UNK-NOLG | NO | #VALUE! | PLB | UNK-NOLG | #VALUE! | 1900 | NON-LEAD | FVAO | historical reports | SF | No | UNK | UNK | 1900 | N/A |  | NA | NA | NA
58164 | 76 TENTH ST S | No | No | NA | UNK-NOLG | NO | #VALUE! | PLB | UNK-NOLG | #VALUE! | 1976 | NON-LEAD | FVAO | historical reports | SF | No | UNK | UNK | 1976 | N/A |  | NA | NA | NA
58165 | 84 TENTH ST S | No | No | NA | UNK-NOLG | NO | #VALUE! | PLB | UNK-NOLG | #VALUE! | 1978 | NON-LEAD | FVAO | historical reports | SF | No | UNK | UNK | 1978 | N/A |  | NA | NA | NA
10066 | 5 TERN DR | No | No | NA | UNK-NOLG | NO | #VALUE! | ALB | UNK-NOLG | #VALUE! | 2003 | NON-LEAD | FVAO | historical reports | SF | No | UNK | UNK | 2003 | N/A |  | NA | NA | NA
10065 | 7 TERN DR | No | No | NA | UNK-NOLG | NO | #VALUE! | PLB | UNK-NOLG | #VALUE! | 1966 | NON-LEAD | FVAO | historical reports | SF | No | UNK | UNK | 1966 | N/A |  | NA | NA | NA
10064 | 9 TERN DR | No | No | NA | UNK-NOLG | NO | #VALUE! | PLB | UNK-NOLG | #VALUE! | 1920 | NON-LEAD | FVAO | historical reports | SF | No | UNK | UNK | 1920 | N/A |  | NA | NA | NA
10224 | 1 THAMES CT | No | No | NA | UNK-NOLG | NO | #VALUE! | ALB | UNK-NOLG | #VALUE! | 1987 | NON-LEAD | FVAO | historical reports | SF | No | UNK | UNK | 1987 | N/A |  | NA | NA | NA
10225 | 3 THAMES CT | No | No | NA | UNK-NOLG | NO | #VALUE! | ALB | UNK-NOLG | #VALUE! | 1999 | NON-LEAD | FVAO | historical reports | SF | No | UNK | UNK | 1999 | N/A |  | NA | NA | NA
10226 | 5 THAMES CT | No | No | NA | UNK-NOLG | NO | #VALUE! | PLB | UNK-NOLG | #VALUE! | 1798 | NON-LEAD | FVAO | historical reports | SF | No | UNK | UNK | 1798 | N/A |  | NA | NA | NA
10230 | 7 THAMES CT | No | No | NA | UNK-NOLG | NO | #VALUE! | PLB | UNK-NOLG | #VALUE! | 1978 | NON-LEAD | FVAO | historical reports | SF | No | UNK | UNK | 1978 | N/A |  | NA | NA | NA
10525 | 3A THAMES CT | No | No | NA | UNK-NOLG | NO | #VALUE! | PLB | UNK-NOLG | #VALUE! | 1982 | NON-LEAD | FVAO | historical reports | SF | No | UNK | UNK | 1982 | N/A |  | NA | NA | NA
45547 | 3 THAXTER LN | No | No | NA | UNK-NOLG | NO | #VALUE! | ALB | UNK-NOLG | #VALUE! | 1998 | NON-LEAD | FVAO | historical reports | SF | No | UNK | UNK | 1998 | N/A |  | NA | NA | NA
45548 | 5 THAXTER LN | No | No | NA | UNK-NOLG | NO | #VALUE! | ALB | UNK-NOLG | #VALUE! | 1994 | NON-LEAD | FVAO | historical reports | SF | No | UNK | UNK | 1994 | N/A |  | NA | NA | NA
45501 | 7 THAXTER LN | No | No | NA | UNK-NOLG | NO | #VALUE! | PLB | UNK-NOLG | #VALUE! | ALB | NON-LEAD | FVAO | historical reports | SF | No | UNK | UNK | 0 | N/A |  | NA | NA | NA
45519 | 8 THAXTER LN | No | No | NA | UNK-NOLG | NO | #VALUE! | ALB | UNK-NOLG | #VALUE! | 1990 | NON-LEAD | FVAO | historical reports | SF | No | UNK | UNK | 1990 | N/A |  | NA | NA | NA
45502 | 9 THAXTER LN | No | No | NA | UNK-NOLG | NO | #VALUE! | PLB | UNK-NOLG | #VALUE! | ALB | NON-LEAD | FVAO | historical reports | SF | No | UNK | UNK | 0 | N/A |  | NA | NA | NA
45518 | 10 THAXTER LN | No | No | NA | UNK-NOLG | NO | #VALUE! | ALB | UNK-NOLG | #VALUE! | 1990 | NON-LEAD | FVAO | historical reports | SF | No | UNK | UNK | 1990 | N/A |  | NA | NA | NA
45503 | 11 THAXTER LN | No | No | NA | UNK-NOLG | NO | #VALUE! | ALB | UNK-NOLG | #VALUE! | 1997 | NON-LEAD | FVAO | historical reports | SF | No | UNK | UNK | 1997 | N/A |  | NA | NA | NA
45517 | 12 THAXTER LN | No | No | NA | UNK-NOLG | NO | #VALUE! | ALB | UNK-NOLG | #VALUE! | 1996 | NON-LEAD | FVAO | historical reports | SF | No | UNK | UNK | 1996 | N/A |  | NA | NA | NA
45516 | 14 THAXTER LN | No | No | NA | UNK-NOLG | NO | #VALUE! | ALB | UNK-NOLG | #VALUE! | 1990 | NON-LEAD | FVAO | historical reports | SF | No | UNK | UNK | 1990 | N/A |  | NA | NA | NA
45504 | 15 THAXTER LN | No | No | NA | UNK-NOLG | NO | #VALUE! | PLB | UNK-NOLG | #VALUE! | ALB | NON-LEAD | FVAO | historical reports | SF | No | UNK | UNK | 0 | N/A |  | NA | NA | NA
45515 | 16 THAXTER LN | No | No | NA | UNK-NOLG | NO | #VALUE! | ALB | UNK-NOLG | #VALUE! | 1996 | NON-LEAD | FVAO | historical reports | SF | No | UNK | UNK | 1996 | N/A |  | NA | NA | NA
45505 | 17 THAXTER LN | No | No | NA | UNK-NOLG | NO | #VALUE! | PLB | UNK-NOLG | #VALUE! | ALB | NON-LEAD | FVAO | historical reports | SF | No | UNK | UNK | 0 | N/A |  | NA | NA | NA
45514 | 18 THAXTER LN | No | No | NA | UNK-NOLG | NO | #VALUE! | ALB | UNK-NOLG | #VALUE! | 1990 | NON-LEAD | FVAO | historical reports | SF | No | UNK | UNK | 1990 | N/A |  | NA | NA | NA
45506 | 19 THAXTER LN | No | No | NA | UNK-NOLG | NO | #VALUE! | PLB | UNK-NOLG | #VALUE! | ALB | NON-LEAD | FVAO | historical reports | SF | No | UNK | UNK | 0 | N/A |  | NA | NA | NA
45513 | 20 THAXTER LN | No | No | NA | UNK-NOLG | NO | #VALUE! | ALB | UNK-NOLG | #VALUE! | 1990 | NON-LEAD | FVAO | historical reports | SF | No | UNK | UNK | 1990 | N/A |  | NA | NA | NA
45507 | 21 THAXTER LN | No | No | NA | UNK-NOLG | NO | #VALUE! | PLB | UNK-NOLG | #VALUE! | ALB | NON-LEAD | FVAO | historical reports | SF | No | UNK | UNK | 0 | N/A |  | NA | NA | NA
45512 | 22 THAXTER LN | No | No | NA | UNK-NOLG | NO | #VALUE! | ALB | UNK-NOLG | #VALUE! | 1990 | NON-LEAD | FVAO | historical reports | SF | No | UNK | UNK | 1990 | N/A |  | NA | NA | NA
45508 | 23 THAXTER LN | No | No | NA | UNK-NOLG | NO | #VALUE! | PLB | UNK-NOLG | #VALUE! | ALB | NON-LEAD | FVAO | historical reports | SF | No | UNK | UNK | 0 | N/A |  | NA | NA | NA
45511 | 24 THAXTER LN | No | No | NA | UNK-NOLG | NO | #VALUE! | ALB | UNK-NOLG | #VALUE! | 1989 | NON-LEAD | FVAO | historical reports | SF | No | UNK | UNK | 1989 | N/A |  | NA | NA | NA
45509 | 25 THAXTER LN | No | No | NA | UNK-NOLG | NO | #VALUE! | PLB | UNK-NOLG | #VALUE! | ALB | NON-LEAD | FVAO | historical reports | SF | No | UNK | UNK | 0 | N/A |  | NA | NA | NA
61014 | 14 THAYER ST | No | No | NA | UNK-NOLG | NO | #VALUE! | PLB | UNK-NOLG | #VALUE! | 1935 | NON-LEAD | FVAO | historical reports | SF | No | UNK | UNK | 1935 | N/A |  | NA | NA | NA
61007 | 23 THAYER ST | No | No | NA | UNK-NOLG | NO | #VALUE! | ALB | UNK-NOLG | #VALUE! | 1987 | NON-LEAD | FVAO | historical reports | SF | No | UNK | UNK | 1987 | N/A |  | NA | NA | NA
61503 | 27 THAYER ST | No | No | NA | UNK-NOLG | NO | #VALUE! | ALB | UNK-NOLG | #VALUE! | 2011 | NON-LEAD | FVAO | historical reports | SF | No | UNK | UNK | 2011 | N/A |  | NA | NA | NA
60130 | 9 THE BOULEVARD | No | No | NA | UNK-NOLG | NO | #VALUE! | PLB | UNK-NOLG | #VALUE! | 1930 | NON-LEAD | FVAO | historical reports | SF | No | UNK | UNK | 1930 | N/A |  | NA | NA | NA
60128 | 19 THE BOULEVARD | No | No | NA | UNK-NOLG | NO | #VALUE! | PLB | UNK-NOLG | #VALUE! | 1968 | NON-LEAD | FVAO | historical reports | SF | No | UNK | UNK | 1968 | N/A |  | NA | NA | NA
60127 | 23 THE BOULEVARD | No | No | NA | UNK-NOLG | NO | #VALUE! | ALB | UNK-NOLG | #VALUE! | 1991 | NON-LEAD | FVAO | historical reports | SF | No | UNK | UNK | 1991 | N/A |  | NA | NA | NA
60067 | 24 THE BOULEVARD | No | No | NA | UNK-NOLG | NO | #VALUE! | PLB | UNK-NOLG | #VALUE! | 1935 | NON-LEAD | FVAO | historical reports | SF | No | UNK | UNK | 1935 | N/A |  | NA | NA | NA
59065 | 25 THE BOULEVARD | No | No | NA | UNK-NOLG | NO | #VALUE! | PLB | UNK-NOLG | #VALUE! | 1966 | NON-LEAD | FVAO | historical reports | SF | No | UNK | UNK | 1966 | N/A |  | NA | NA | NA
59064 | 27 THE BOULEVARD | No | No | NA | UNK-NOLG | NO | #VALUE! | PLB | UNK-NOLG | #VALUE! | 1920 | NON-LEAD | FVAO | historical reports | SF | No | UNK | UNK | 1920 | N/A |  | NA | NA | NA
60044 | 30 THE BOULEVARD | No | No | NA | UNK-NOLG | NO | #VALUE! | PLB | UNK-NOLG | #VALUE! | 1950 | NON-LEAD | FVAO | historical reports | SF | No | UNK | UNK | 1950 | N/A |  | NA | NA | NA
59063 | 31 THE BOULEVARD | No | No | NA | UNK-NOLG | NO | #VALUE! | PLB | UNK-NOLG | #VALUE! | 1978 | NON-LEAD | FVAO | historical reports | SF | No | UNK | UNK | 1978 | N/A |  | NA | NA | NA
60523 | 38 THE BOULEVARD | No | No | NA | UNK-NOLG | NO | #VALUE! | PLB | UNK-NOLG | #VALUE! | 1953 | NON-LEAD | FVAO | historical reports | SF | No | UNK | UNK | 1953 | N/A |  | NA | NA | NA
59038 | 42 THE BOULEVARD | No | No | NA | UNK-NOLG | NO | #VALUE! | PLB | UNK-NOLG | #VALUE! | 1974 | NON-LEAD | FVAO | historical reports | SF | No | UNK | UNK | 1974 | N/A |  | NA | NA | NA
59061 | 49 THE BOULEVARD | No | No | NA | UNK-NOLG | NO | #VALUE! | PLB | UNK-NOLG | #VALUE! | 1976 | NON-LEAD | FVAO | historical reports | SF | No | UNK | UNK | 1976 | N/A |  | NA | NA | NA
59066 | 55 THE BOULEVARD | No | No | NA | UNK-NOLG | NO | #VALUE! | ALB | UNK-NOLG | #VALUE! | 1987 | NON-LEAD | FVAO | historical reports | SF | No | UNK | UNK | 1987 | N/A |  | NA | NA | NA
59005 | 68 THE BOULEVARD | No | No | NA | UNK-NOLG | NO | #VALUE! | PLB | UNK-NOLG | #VALUE! | 1960 | NON-LEAD | FVAO | historical reports | SF | No | UNK | UNK | 1960 | N/A |  | NA | NA | NA
59058 | 69 THE BOULEVARD | No | No | NA | UNK-NOLG | NO | #VALUE! | PLB | UNK-NOLG | #VALUE! | 1945 | NON-LEAD | FVAO | historical reports | SF | No | UNK | UNK | 1945 | N/A |  | NA | NA | NA
59500 | 76 THE BOULEVARD | No | No | NA | UNK-NOLG | NO | #VALUE! | ALB | UNK-NOLG | #VALUE! | 2009 | NON-LEAD | FVAO | historical reports | SF | No | UNK | UNK | 2009 | N/A |  | NA | NA | NA
59057 | 77 THE BOULEVARD | No | No | NA | UNK-NOLG | NO | #VALUE! | PLB | UNK-NOLG | #VALUE! | 1966 | NON-LEAD | FVAO | historical reports | SF | No | UNK | UNK | 1966 | A | 1 | NA | NA | NA
57231 | 95 THE BOULEVARD | No | No | NA | UNK-NOLG | NO | #VALUE! | PLB | UNK-NOLG | #VALUE! | 1972 | NON-LEAD | FVAO | historical reports | SF | No | UNK | UNK | 1972 | N/A |  | NA | NA | NA
57204 | 99 THE BOULEVARD | No | No | NA | UNK-NOLG | NO | #VALUE! | ALB | UNK-NOLG | #VALUE! | 2002 | NON-LEAD | FVAO | historical reports | SF | No | UNK | UNK | 2002 | N/A |  | NA | NA | NA
57289 | 120 THE BOULEVARD | No | No | NA | UNK-NOLG | NO | #VALUE! | PLB | UNK-NOLG | #VALUE! | 1855 | NON-LEAD | FVAO | historical reports | SF | No | UNK | UNK | 1855 | N/A |  | NA | NA | NA
57404 | 125 THE BOULEVARD | No | No | NA | UNK-NOLG | NO | #VALUE! | PLB | UNK-NOLG | #VALUE! | 1960 | NON-LEAD | FVAO | historical reports | SF | No | UNK | UNK | 1960 | N/A |  | NA | NA | NA
57482 | 157 THE BOULEVARD | No | No | NA | UNK-NOLG | NO | #VALUE! | ALB | UNK-NOLG | #VALUE! | 2003 | NON-LEAD | FVAO | historical reports | SF | No | UNK | UNK | 2003 | N/A |  | NA | NA | NA
57481 | 169 THE BOULEVARD | No | No | NA | UNK-NOLG | NO | #VALUE! | ALB | UNK-NOLG | #VALUE! | 1996 | NON-LEAD | FVAO | historical reports | SF | No | UNK | UNK | 1996 | N/A |  | NA | NA | NA
57544 | 189 THE BOULEVARD | No | No | NA | UNK-NOLG | NO | #VALUE! | ALB | UNK-NOLG | #VALUE! | 2018 | NON-LEAD | FVAO | historical reports | SF | No | UNK | UNK | 2018 | N/A |  | NA | NA | NA
57398 | 213 THE BOULEVARD | No | No | NA | UNK-NOLG | NO | #VALUE! | PLB | UNK-NOLG | #VALUE! | 1972 | NON-LEAD | FVAO | historical reports | SF | No | UNK | UNK | 1972 | N/A |  | NA | NA | NA
6043 | 252 THE BOULEVARD | No | No | NA | UNK-NOLG | NO | #VALUE! | ALB | UNK-NOLG | #VALUE! | 2015 | NON-LEAD | FVAO | historical reports | SF | No | UNK | UNK | 2015 | N/A |  | NA | NA | NA
6068 | 260 THE BOULEVARD | No | No | NA | UNK-NOLG | NO | #VALUE! | PLB | UNK-NOLG | #VALUE! | PLB | NON-LEAD | FVAO | historical reports | SF | No | UNK | UNK | 0 | N/A |  | NA | NA | NA
6856 | 289 THE BOULEVARD | No | No | NA | UNK-NOLG | NO | #VALUE! | ALB | UNK-NOLG | #VALUE! | 2015 | NON-LEAD | FVAO | historical reports | SF | No | UNK | UNK | 2015 | N/A |  | NA | NA | NA
57050 | 49 THIRD S N | No | No | NA | UNK-NOLG | NO | #VALUE! | PLB | UNK-NOLG | #VALUE! | 1950 | NON-LEAD | FVAO | historical reports | SF | No | UNK | UNK | 1950 | N/A |  | NA | NA | NA
57542 | 3 THIRD ST N | No | No | NA | UNK-NOLG | NO | #VALUE! | PLB | UNK-NOLG | #VALUE! | 1976 | NON-LEAD | FVAO | historical reports | SF | No | UNK | UNK | 1976 | N/A |  | NA | NA | NA
57061 | 3 THIRD ST N | No | No | NA | UNK-NOLG | NO | #VALUE! | PLB | UNK-NOLG | #VALUE! | 1976 | NON-LEAD | FVAO | historical reports | SF | No | UNK | UNK | 1976 | N/A |  | NA | NA | NA
57917 | 4 THIRD ST N | No | No | NA | UNK-NOLG | NO | #VALUE! | PLB | UNK-NOLG | #VALUE! | 1974 | NON-LEAD | FVAO | historical reports | SF | No | UNK | UNK | 1974 | N/A |  | NA | NA | NA
57017 | 4 THIRD ST N | No | No | NA | UNK-NOLG | NO | #VALUE! | PLB | UNK-NOLG | #VALUE! | 1963 | NON-LEAD | FVAO | historical reports | SF | No | UNK | UNK | 1963 | N/A |  | NA | NA | NA
57059 | 11 THIRD ST N | No | No | NA | UNK-NOLG | NO | #VALUE! | PLB | UNK-NOLG | #VALUE! | 1946 | NON-LEAD | FVAO | historical reports | SF | No | UNK | UNK | 1946 | N/A |  | NA | NA | NA
57556 | 73 THIRD ST N | No | No | NA | UNK-NOLG | NO | #VALUE! | PLB | UNK-NOLG | #VALUE! | 1820 | NON-LEAD | FVAO | historical reports | SF | No | UNK | UNK | 1820 | N/A |  | NA | NA | NA
57557 | 95 THIRD ST N | No | No | NA | UNK-NOLG | NO | #VALUE! | ALB | UNK-NOLG | #VALUE! | 1998 | NON-LEAD | FVAO | historical reports | SF | No | UNK | UNK | 1998 | N/A |  | NA | NA | NA
6041 | 104 THIRD ST N | No | No | NA | UNK-NOLG | NO | #VALUE! | PLB | UNK-NOLG | #VALUE! | 1930 | NON-LEAD | FVAO | historical reports | SF | No | UNK | UNK | 1930 | N/A |  | NA | NA | NA
58007 | 10 THIRTEENTH ST N | No | No | NA | UNK-NOLG | NO | #VALUE! | ALB | UNK-NOLG | #VALUE! | 1987 | NON-LEAD | FVAO | historical reports | SF | No | UNK | UNK | 1987 | N/A |  | NA | NA | NA
58014 | 15 THIRTEENTH ST N | No | No | NA | UNK-NOLG | NO | #VALUE! | PLB | UNK-NOLG | #VALUE! | 1935 | NON-LEAD | FVAO | historical reports | SF | No | UNK | UNK | 1935 | N/A |  | NA | NA | NA
58012 | 23 THIRTEENTH ST N | No | No | NA | UNK-NOLG | NO | #VALUE! | PLB | UNK-NOLG | #VALUE! | 1970 | NON-LEAD | FVAO | historical reports | SF | No | UNK | UNK | 1970 | N/A |  | NA | NA | NA
58011 | 27 THIRTEENTH ST N | No | No | NA | UNK-NOLG | NO | #VALUE! | PLB | UNK-NOLG | #VALUE! | 1954 | NON-LEAD | FVAO | historical reports | SF | No | UNK | UNK | 1954 | N/A |  | NA | NA | NA
58009 | 28 THIRTEENTH ST N | No | No | NA | UNK-NOLG | NO | #VALUE! | ALB | UNK-NOLG | #VALUE! | 1996 | NON-LEAD | FVAO | historical reports | SF | No | UNK | UNK | 1996 | N/A |  | NA | NA | NA
58010 | 29 THIRTEENTH ST N | No | No | NA | UNK-NOLG | NO | #VALUE! | ALB | UNK-NOLG | #VALUE! | 1993 | NON-LEAD | FVAO | historical reports | SF | No | UNK | UNK | 1993 | N/A |  | NA | NA | NA
57503 | 37 THIRTEENTH ST N | No | No | NA | UNK-NOLG | NO | #VALUE! | ALB | UNK-NOLG | #VALUE! | 2020 | NON-LEAD | FVAO | historical reports | SF | No | UNK | UNK | 2020 | N/A |  | NA | NA | NA
57315 | 38 THIRTEENTH ST N | No | No | NA | UNK-NOLG | NO | #VALUE! | PLB | UNK-NOLG | #VALUE! | 1973 | NON-LEAD | FVAO | historical reports | SF | No | UNK | UNK | 1973 | N/A |  | NA | NA | NA
57502 | 49 THIRTEENTH ST N | No | No | NA | UNK-NOLG | NO | #VALUE! | PLB | UNK-NOLG | #VALUE! | 1973 | NON-LEAD | FVAO | historical reports | SF | No | UNK | UNK | 1973 | N/A |  | NA | NA | NA
57312 | 50 THIRTEENTH ST N | No | No | NA | UNK-NOLG | NO | #VALUE! | PLB | UNK-NOLG | #VALUE! | 1972 | NON-LEAD | FVAO | historical reports | SF | No | UNK | UNK | 1972 | N/A |  | NA | NA | NA
57500 | 63 THIRTEENTH ST N | No | No | NA | UNK-NOLG | NO | #VALUE! | PLB | UNK-NOLG | #VALUE! | 1900 | NON-LEAD | FVAO | historical reports | SF | No | UNK | UNK | 1900 | N/A |  | NA | NA | NA
57336 | 77 THIRTEENTH ST N | No | No | NA | UNK-NOLG | NO | #VALUE! | ALB | UNK-NOLG | #VALUE! | 1998 | NON-LEAD | FVAO | historical reports | SF | No | UNK | UNK | 1998 | N/A |  | NA | NA | NA
57504 | 80 THIRTEENTH ST N | No | No | NA | UNK-NOLG | NO | #VALUE! | PLB | UNK-NOLG | #VALUE! | 1973 | NON-LEAD | FVAO | historical reports | SF | No | UNK | UNK | 1973 | N/A |  | NA | NA | NA
57338 | 89 THIRTEENTH ST N | No | No | NA | UNK-NOLG | NO | #VALUE! | ALB | UNK-NOLG | #VALUE! | 2009 | NON-LEAD | FVAO | historical reports | SF | No | UNK | UNK | 2009 | N/A |  | NA | NA | NA
57326 | 92 THIRTEENTH ST N | No | No | NA | UNK-NOLG | NO | #VALUE! | PLB | UNK-NOLG | #VALUE! | 1972 | NON-LEAD | FVAO | historical reports | SF | No | UNK | UNK | 1972 | N/A |  | NA | NA | NA
58509 | 28A THIRTEENTH ST N | No | No | NA | UNK-NOLG | NO | #VALUE! | ALB | UNK-NOLG | #VALUE! | 1996 | NON-LEAD | FVAO | historical reports | SF | No | UNK | UNK | 1996 | N/A |  | NA | NA | NA
58119 | 5 THIRTEENTH ST S | No | No | NA | UNK-NOLG | NO | #VALUE! | PLB | UNK-NOLG | #VALUE! | 1977 | NON-LEAD | FVAO | historical reports | SF | No | UNK | UNK | 1977 | N/A |  | NA | NA | NA
65519 | 0 TILTON WAY | No | No | NA | UNK-NOLG | NO | #VALUE! | PLB | UNK-NOLG | #VALUE! | PLB | NON-LEAD | FVAO | historical reports | SF | No | UNK | UNK | #N/A | N/A |  | NA | NA | NA
65521 | 0 TILTON WAY | No | No | NA | UNK-NOLG | NO | #VALUE! | PLB | UNK-NOLG | #VALUE! | PLB | NON-LEAD | FVAO | historical reports | SF | No | UNK | UNK | #N/A | N/A |  | NA | NA | NA
65585 | 4 TILTON WAY | No | No | NA | UNK-NOLG | NO | #VALUE! | PLB | UNK-NOLG | #VALUE! | 1910 | NON-LEAD | FVAO | historical reports | SF | No | UNK | UNK | 1910 | N/A |  | NA | NA | NA
65176 | 4 TILTON WAY | No | No | NA | UNK-NOLG | NO | #VALUE! | PLB | UNK-NOLG | #VALUE! | 1910 | NON-LEAD | FVAO | historical reports | SF | No | UNK | UNK | 1910 | N/A |  | NA | NA | NA
65586 | 6 TILTON WAY | No | No | NA | UNK-NOLG | NO | #VALUE! | PLB | UNK-NOLG | #VALUE! | 1910 | NON-LEAD | FVAO | historical reports | SF | No | UNK | UNK | 1910 | N/A |  | NA | NA | NA
65576 | 9 TILTON WAY | No | No | NA | UNK-NOLG | NO | #VALUE! | ALB | UNK-NOLG | #VALUE! | 2005 | NON-LEAD | FVAO | historical reports | SF | No | UNK | UNK | 2005 | N/A |  | NA | NA | NA
65177 | 10 TILTON WAY | No | No | NA | UNK-NOLG | NO | #VALUE! | PLB | UNK-NOLG | #VALUE! | 1975 | NON-LEAD | FVAO | historical reports | SF | No | UNK | UNK | 1975 | N/A |  | NA | NA | NA
65610 | 11 TILTON WAY | No | No | NA | UNK-NOLG | NO | #VALUE! | ALB | UNK-NOLG | #VALUE! | 2005 | NON-LEAD | FVAO | historical reports | SF | No | UNK | UNK | 2005 | N/A |  | NA | NA | NA
65183 | 15 TILTON WAY | No | No | NA | UNK-NOLG | NO | #VALUE! | ALB | UNK-NOLG | #VALUE! | 1998 | NON-LEAD | FVAO | historical reports | SF | No | UNK | UNK | 1998 | N/A |  | NA | NA | NA
65520 | 0 TILTON WAY/REAR LOT | No | No | NA | UNK-NOLG | NO | #VALUE! | PLB | UNK-NOLG | #VALUE! | PLB | NON-LEAD | FVAO | historical reports | SF | No | UNK | UNK | #N/A | N/A |  | NA | NA | NA
29127 | 27 TOWER HILL RD | No | No | NA | UNK-NOLG | NO | #VALUE! | ALB | UNK-NOLG | #VALUE! | 1991 | NON-LEAD | FVAO | historical reports | SF | No | UNK | UNK | 1991 | N/A |  | NA | NA | NA
60005 | 4 TOWER LN | No | No | NA | UNK-NOLG | NO | #VALUE! | PLB | UNK-NOLG | #VALUE! | 1960 | NON-LEAD | FVAO | historical reports | SF | No | UNK | UNK | 1960 | N/A |  | NA | NA | NA
60032 | 5 TOWER LN | No | No | NA | UNK-NOLG | NO | #VALUE! | PLB | UNK-NOLG | #VALUE! | 1972 | NON-LEAD | FVAO | historical reports | SF | No | UNK | UNK | 1972 | N/A |  | NA | NA | NA
60509 | 40 TOWER LN | No | No | NA | UNK-NOLG | NO | #VALUE! | ALB | UNK-NOLG | #VALUE! | 1988 | NON-LEAD | FVAO | historical reports | SF | No | UNK | UNK | 1988 | N/A |  | NA | NA | NA
60021 | 65 TOWER LN | No | No | NA | UNK-NOLG | NO | #VALUE! | PLB | UNK-NOLG | #VALUE! | 1965 | NON-LEAD | FVAO | historical reports | SF | No | UNK | UNK | 1965 | N/A |  | NA | NA | NA
46026 | 1 TOWN LOT CIR | No | No | NA | UNK-NOLG | NO | #VALUE! | ALB | UNK-NOLG | #VALUE! | 1999 | NON-LEAD | FVAO | historical reports | SF | No | UNK | UNK | 1999 | N/A |  | NA | NA | NA
10504 | 5 TREE TOP RD | No | No | NA | UNK-NOLG | NO | #VALUE! | ALB | UNK-NOLG | #VALUE! | 2000 | NON-LEAD | FVAO | historical reports | SF | No | UNK | UNK | 2000 | N/A |  | NA | NA | NA
10503 | 6 TREE TOP RD | No | No | NA | UNK-NOLG | NO | #VALUE! | ALB | UNK-NOLG | #VALUE! | 1999 | NON-LEAD | FVAO | historical reports | SF | No | UNK | UNK | 1999 | N/A |  | NA | NA | NA
10505 | 8 TREE TOP RD | No | No | NA | UNK-NOLG | NO | #VALUE! | ALB | UNK-NOLG | #VALUE! | 1997 | NON-LEAD | FVAO | historical reports | SF | No | UNK | UNK | 1997 | N/A |  | NA | NA | NA
11502 | 10 TREE TOP RD | No | No | NA | UNK-NOLG | NO | #VALUE! | ALB | UNK-NOLG | #VALUE! | 1997 | NON-LEAD | FVAO | historical reports | SF | No | UNK | UNK | 1997 | N/A |  | NA | NA | NA
11517 | 12 TREE TOP RD | No | No | NA | UNK-NOLG | NO | #VALUE! | ALB | UNK-NOLG | #VALUE! | 1997 | NON-LEAD | FVAO | historical reports | SF | No | UNK | UNK | 1997 | N/A |  | NA | NA | NA
64079 | 8 TUTHILL LN | No | No | NA | UNK-NOLG | NO | #VALUE! | PLB | UNK-NOLG | #VALUE! | 1935 | NON-LEAD | FVAO | historical reports | SF | No | UNK | UNK | 1935 | N/A |  | NA | NA | NA
64078 | 22 TUTHILL LN | No | No | NA | UNK-NOLG | NO | #VALUE! | PLB | UNK-NOLG | #VALUE! | 1978 | NON-LEAD | FVAO | historical reports | SF | No | UNK | UNK | 1978 | N/A |  | NA | NA | NA
64075 | 23 TUTHILL LN | No | No | NA | UNK-NOLG | NO | #VALUE! | ALB | UNK-NOLG | #VALUE! | 2006 | NON-LEAD | FVAO | historical reports | SF | No | UNK | UNK | 2006 | N/A |  | NA | NA | NA
64579 | 8A TUTHILL LN | No | No | NA | UNK-NOLG | NO | #VALUE! | PLB | UNK-NOLG | #VALUE! | 1920 | NON-LEAD | FVAO | historical reports | SF | No | UNK | UNK | 1920 | N/A |  | NA | NA | NA
57555 | 63 TWELFTH ST N | No | No | NA | UNK-NOLG | NO | #VALUE! | PLB | UNK-NOLG | #VALUE! | PLB | NON-LEAD | FVAO | historical reports | SF | No | UNK | UNK | #N/A | N/A |  | NA | NA | NA
57304 | 97 TWELFTH ST N | No | No | NA | UNK-NOLG | NO | #VALUE! | PLB | UNK-NOLG | #VALUE! | 1870 | NON-LEAD | FVAO | historical reports | SF | No | UNK | UNK | 1870 | N/A |  | NA | NA | NA
58501 | 5 TWELFTH ST S | No | No | NA | UNK-NOLG | NO | #VALUE! | PLB | UNK-NOLG | #VALUE! | 1970 | NON-LEAD | FVAO | historical reports | SF | No | UNK | UNK | 1970 | N/A |  | NA | NA | NA
58133 | 15 TWELFTH ST S | No | No | NA | UNK-NOLG | NO | #VALUE! | ALB | UNK-NOLG | #VALUE! | 1986 | NON-LEAD | FVAO | historical reports | SF | No | UNK | UNK | 1986 | N/A |  | NA | NA | NA
58503 | 20 TWELFTH ST S | No | No | NA | UNK-NOLG | NO | #VALUE! | ALB | UNK-NOLG | #VALUE! | 2002 | NON-LEAD | FVAO | historical reports | SF | No | UNK | UNK | 2002 | N/A |  | NA | NA | NA
58123 | 26 TWELFTH ST S | No | No | NA | UNK-NOLG | NO | #VALUE! | PLB | UNK-NOLG | #VALUE! | 1920 | NON-LEAD | FVAO | historical reports | SF | No | UNK | UNK | 1920 | N/A |  | NA | NA | NA
58138 | 43 TWELFTH ST S | No | No | NA | UNK-NOLG | NO | #VALUE! | PLB | UNK-NOLG | #VALUE! | 1938 | NON-LEAD | FVAO | historical reports | SF | No | UNK | UNK | 1938 | N/A |  | NA | NA | NA
58143 | 55 TWELFTH ST S | No | No | NA | UNK-NOLG | NO | #VALUE! | PLB | UNK-NOLG | #VALUE! | 1940 | NON-LEAD | FVAO | historical reports | SF | No | UNK | UNK | 1940 | N/A |  | NA | NA | NA
60511 | 9A TWENTIETH ST | No | No | NA | UNK-NOLG | NO | #VALUE! | ALB | UNK-NOLG | #VALUE! | 1987 | NON-LEAD | FVAO | historical reports | SF | No | UNK | UNK | 1987 | N/A |  | NA | NA | NA
60056 | 8 TWENTIETH ST N | No | No | NA | UNK-NOLG | NO | #VALUE! | PLB | UNK-NOLG | #VALUE! | 1981 | NON-LEAD | FVAO | historical reports | SF | No | UNK | UNK | 1981 | N/A |  | NA | NA | NA
60124 | 9 TWENTIETH ST N | No | No | NA | UNK-NOLG | NO | #VALUE! | ALB | UNK-NOLG | #VALUE! | 1987 | NON-LEAD | FVAO | historical reports | SF | No | UNK | UNK | 1987 | N/A |  | NA | NA | NA
60512 | 12 TWENTIETH ST N | No | No | NA | UNK-NOLG | NO | #VALUE! | PLB | UNK-NOLG | #VALUE! | 1981 | NON-LEAD | FVAO | historical reports | SF | No | UNK | UNK | 1981 | N/A |  | NA | NA | NA
60053 | 32 TWENTIETH ST N | No | No | NA | UNK-NOLG | NO | #VALUE! | PLB | UNK-NOLG | #VALUE! | 1945 | NON-LEAD | FVAO | historical reports | SF | No | UNK | UNK | 1945 | N/A |  | NA | NA | NA
57366 | 4 TWENTIETH ST S | No | No | NA | UNK-NOLG | NO | #VALUE! | ALB | UNK-NOLG | #VALUE! | 2005 | NON-LEAD | FVAO | historical reports | SF | No | UNK | UNK | 2005 | N/A |  | NA | NA | NA
57373 | 5 TWENTIETH ST S | No | No | NA | UNK-NOLG | NO | #VALUE! | ALB | UNK-NOLG | #VALUE! | 1994 | NON-LEAD | FVAO | historical reports | SF | No | UNK | UNK | 1994 | N/A |  | NA | NA | NA
57375 | 17 TWENTIETH ST S | No | No | NA | UNK-NOLG | NO | #VALUE! | ALB | UNK-NOLG | #VALUE! | 1987 | NON-LEAD | FVAO | historical reports | SF | No | UNK | UNK | 1987 | N/A |  | NA | NA | NA
57239 | 21 TWENTIETH ST S | No | No | NA | UNK-NOLG | NO | #VALUE! | ALB | UNK-NOLG | #VALUE! | 2006 | NON-LEAD | FVAO | historical reports | SF | No | UNK | UNK | 2006 | N/A |  | NA | NA | NA
57370 | 24 TWENTIETH ST S | No | No | NA | UNK-NOLG | NO | #VALUE! | PLB | UNK-NOLG | #VALUE! | 1974 | NON-LEAD | FVAO | historical reports | SF | No | UNK | UNK | 1974 | N/A |  | NA | NA | NA
60082 | 14 TWENTY FIRST ST N | No | No | NA | UNK-NOLG | NO | #VALUE! | PLB | UNK-NOLG | #VALUE! | 1900 | NON-LEAD | FVAO | historical reports | SF | No | UNK | UNK | 1900 | N/A |  | NA | NA | NA
60098 | 15 TWENTY FIRST ST N | No | No | NA | UNK-NOLG | NO | #VALUE! | PLB | UNK-NOLG | #VALUE! | 1968 | NON-LEAD | FVAO | historical reports | SF | No | UNK | UNK | 1968 | N/A |  | NA | NA | NA
60097 | 21 TWENTY FIRST ST N | No | No | NA | UNK-NOLG | NO | #VALUE! | PLB | UNK-NOLG | #VALUE! | 1962 | NON-LEAD | FVAO | historical reports | SF | No | UNK | UNK | 1962 | N/A |  | NA | NA | NA
60522 | 22 TWENTY FIRST ST N | No | No | NA | UNK-NOLG | NO | #VALUE! | PLB | UNK-NOLG | #VALUE! | 1975 | NON-LEAD | FVAO | historical reports | SF | No | UNK | UNK | 1975 | N/A |  | NA | NA | NA
60521 | 15A TWENTY FIRST ST N | No | No | NA | UNK-NOLG | NO | #VALUE! | PLB | UNK-NOLG | #VALUE! | 1968 | NON-LEAD | FVAO | historical reports | SF | No | UNK | UNK | 1968 | N/A |  | NA | NA | NA
57365 | 3 TWENTY FIRST ST S | No | No | NA | UNK-NOLG | NO | #VALUE! | ALB | UNK-NOLG | #VALUE! | 1995 | NON-LEAD | FVAO | historical reports | SF | No | UNK | UNK | 1995 | N/A |  | NA | NA | NA
57363 | 4 TWENTY FIRST ST S | No | No | NA | UNK-NOLG | NO | #VALUE! | PLB | UNK-NOLG | #VALUE! | 1963 | NON-LEAD | FVAO | historical reports | SF | No | UNK | UNK | 1963 | N/A |  | NA | NA | NA
57364 | 16 TWENTY FIRST ST S | No | No | NA | UNK-NOLG | NO | #VALUE! | ALB | UNK-NOLG | #VALUE! | 2000 | NON-LEAD | FVAO | historical reports | SF | No | UNK | UNK | 2000 | N/A |  | NA | NA | NA
11016 | 31 TWENTY FIRST ST S | No | No | NA | UNK-NOLG | NO | #VALUE! | PLB | UNK-NOLG | #VALUE! | 1982 | NON-LEAD | FVAO | historical reports | SF | No | UNK | UNK | 1982 | N/A |  | NA | NA | NA
60118 | 3 TWENTY SECOND ST N | No | No | NA | UNK-NOLG | NO | #VALUE! | ALB | UNK-NOLG | #VALUE! | 2002 | NON-LEAD | FVAO | historical reports | SF | No | UNK | UNK | 2002 | N/A |  | NA | NA | NA
60516 | 13 TWENTY SECOND ST N | No | No | NA | UNK-NOLG | NO | #VALUE! | PLB | UNK-NOLG | #VALUE! | 1977 | NON-LEAD | FVAO | historical reports | SF | No | UNK | UNK | 1977 | N/A |  | NA | NA | NA
58362 | 4 TWENTY SECOND ST S | No | No | NA | UNK-NOLG | NO | #VALUE! | ALB | UNK-NOLG | #VALUE! | 1999 | NON-LEAD | FVAO | historical reports | SF | No | UNK | UNK | 1999 | N/A |  | NA | NA | NA
11651 | 60 TWENTY SECOND ST S | No | No | NA | UNK-NOLG | NO | #VALUE! | PLB | UNK-NOLG | #VALUE! | 1930 | NON-LEAD | FVAO | historical reports | SF | No | UNK | UNK | 1930 | N/A |  | NA | NA | NA
65914 | 0 UPPER MAIN ST | No | No | NA | UNK-NOLG | NO | #VALUE! | PLB | UNK-NOLG | #VALUE! | 1975 | NON-LEAD | FVAO | historical reports | SF | No | UNK | UNK | 1975 | N/A |  | NA | NA | NA
63087 | 0 UPPER MAIN ST | No | No | NA | UNK-NOLG | NO | #VALUE! | PLB | UNK-NOLG | #VALUE! | 1975 | NON-LEAD | FVAO | historical reports | SF | No | UNK | UNK | 1975 | N/A |  | NA | NA | NA
63504 | 0 UPPER MAIN ST | No | No | NA | UNK-NOLG | NO | #VALUE! | PLB | UNK-NOLG | #VALUE! | 1975 | NON-LEAD | FVAO | historical reports | SF | No | UNK | UNK | 1975 | N/A |  | NA | NA | NA
66011 | 111 UPPER MAIN ST | No | No | NA | UNK-NOLG | NO | #VALUE! | PLB | UNK-NOLG | #VALUE! | 1954 | NON-LEAD | FVAO | historical reports | SF | No | UNK | UNK | 1954 | N/A |  | NA | NA | NA
66013 | 117 UPPER MAIN ST | No | No | NA | UNK-NOLG | NO | #VALUE! | PLB | UNK-NOLG | #VALUE! | 1938 | NON-LEAD | FVAO | historical reports | NONRES | No | UNK | UNK | 1938 | N/A |  | NA | NA | NA
66699 | 119 UPPER MAIN ST | No | No | NA | UNK-NOLG | NO | #VALUE! | ALB | UNK-NOLG | #VALUE! | 1986 | NON-LEAD | FVAO | historical reports | SF | No | UNK | UNK | 1986 | N/A |  | NA | NA | NA
65180 | 124 UPPER MAIN ST | No | No | NA | UNK-NOLG | NO | #VALUE! | PLB | UNK-NOLG | #VALUE! | 1983 | NON-LEAD | FVAO | historical reports | SF | No | UNK | UNK | 1983 | N/A |  | NA | NA | NA
65591 | 127 UPPER MAIN ST | No | No | NA | UNK-NOLG | NO | #VALUE! | ALB | UNK-NOLG | #VALUE! | 1998 | NON-LEAD | FVAO | historical reports | NONRES | No | UNK | UNK | 1998 | N/A |  | NA | NA | NA
65179 | 128 UPPER MAIN ST | No | No | NA | UNK-NOLG | NO | #VALUE! | ALB | UNK-NOLG | #VALUE! | 1999 | NON-LEAD | FVAO | historical reports | NONRES | No | UNK | UNK | 1999 | N/A |  | NA | NA | NA
65004 | 129 UPPER MAIN ST | No | No | NA | UNK-NOLG | NO | #VALUE! | PLB | UNK-NOLG | #VALUE! | 1983 | NON-LEAD | FVAO | historical reports | NONRES | No | UNK | UNK | 1983 | N/A |  | NA | NA | NA
65173 | 136 UPPER MAIN ST | No | No | NA | UNK-NOLG | NO | #VALUE! | PLB | UNK-NOLG | #VALUE! | 1900 | NON-LEAD | FVAO | historical reports | SF | No | UNK | UNK | 1900 | N/A |  | NA | NA | NA
65009 | 137 UPPER MAIN ST | No | No | NA | UNK-NOLG | NO | #VALUE! | ALB | UNK-NOLG | #VALUE! | 1987 | NON-LEAD | FVAO | historical reports | NONRES | No | UNK | UNK | 1987 | N/A |  | NA | NA | NA
65584 | 139 UPPER MAIN ST | No | No | NA | UNK-NOLG | NO | #VALUE! | ALB | UNK-NOLG | #VALUE! | 1988 | NON-LEAD | FVAO | historical reports | SF | No | UNK | UNK | 1988 | N/A |  | NA | NA | NA
65010 | 141 UPPER MAIN ST | No | No | NA | UNK-NOLG | NO | #VALUE! | ALB | UNK-NOLG | #VALUE! | 1993 | NON-LEAD | FVAO | historical reports | NONRES | No | UNK | UNK | 1993 | N/A |  | NA | NA | NA
65211 | 142 UPPER MAIN ST | No | No | NA | UNK-NOLG | NO | #VALUE! | PLB | UNK-NOLG | #VALUE! | 1979 | NON-LEAD | FVAO | historical reports | SF | No | UNK | UNK | 1979 | N/A |  | NA | NA | NA
65170 | 148 UPPER MAIN ST | No | No | NA | UNK-NOLG | NO | #VALUE! | PLB | UNK-NOLG | #VALUE! | 1984 | NON-LEAD | FVAO | historical reports | NONRES | No | UNK | UNK | 1984 | N/A |  | NA | NA | NA
65011 | 149 UPPER MAIN ST | No | No | NA | UNK-NOLG | NO | #VALUE! | PLB | UNK-NOLG | #VALUE! | 1954 | NON-LEAD | FVAO | historical reports | NONRES | No | UNK | UNK | 1954 | N/A |  | NA | NA | NA
65012 | 155 UPPER MAIN ST | No | No | NA | UNK-NOLG | NO | #VALUE! | PLB | UNK-NOLG | #VALUE! | 1970 | NON-LEAD | FVAO | historical reports | SF | No | UNK | UNK | 1970 | N/A |  | NA | NA | NA
65013 | 161 UPPER MAIN ST | No | No | NA | UNK-NOLG | NO | #VALUE! | PLB | UNK-NOLG | #VALUE! | 1938 | NON-LEAD | FVAO | historical reports | SF | No | UNK | UNK | 1938 | N/A |  | NA | NA | NA
65014 | 167 UPPER MAIN ST | No | No | NA | UNK-NOLG | NO | #VALUE! | PLB | UNK-NOLG | #VALUE! | 1935 | NON-LEAD | FVAO | historical reports | SF | No | UNK | UNK | 1935 | N/A |  | NA | NA | NA
63119 | 171 UPPER MAIN ST | No | No | NA | UNK-NOLG | NO | #VALUE! | PLB | UNK-NOLG | #VALUE! | 1977 | NON-LEAD | FVAO | historical reports | SF | No | UNK | UNK | 1977 | N/A |  | NA | NA | NA
65016 | 175 UPPER MAIN ST | No | No | NA | UNK-NOLG | NO | #VALUE! | PLB | UNK-NOLG | #VALUE! | 1982 | NON-LEAD | FVAO | historical reports | SF | No | UNK | UNK | 1982 | N/A |  | NA | NA | NA
65017 | 179 UPPER MAIN ST | No | No | NA | UNK-NOLG | NO | #VALUE! | PLB | UNK-NOLG | #VALUE! | 1963 | NON-LEAD | FVAO | historical reports | SF | No | UNK | UNK | 1963 | N/A |  | NA | NA | NA
65018 | 183 UPPER MAIN ST | No | No | NA | UNK-NOLG | NO | #VALUE! | ALB | UNK-NOLG | #VALUE! | 2005 | NON-LEAD | FVAO | historical reports | SF | No | UNK | UNK | 2005 | N/A |  | NA | NA | NA
65019 | 185 UPPER MAIN ST | No | No | NA | UNK-NOLG | NO | #VALUE! | PLB | UNK-NOLG | #VALUE! | 1953 | NON-LEAD | FVAO | historical reports | SF | No | UNK | UNK | 1953 | N/A |  | NA | NA | NA
65020 | 189 UPPER MAIN ST | No | No | NA | UNK-NOLG | NO | #VALUE! | PLB | UNK-NOLG | #VALUE! | 1940 | NON-LEAD | FVAO | historical reports | SF | No | UNK | UNK | 1940 | N/A |  | NA | NA | NA
65036 | 190 UPPER MAIN ST | No | No | NA | UNK-NOLG | NO | #VALUE! | PLB | UNK-NOLG | #VALUE! | 1973 | NON-LEAD | FVAO | historical reports | SF | No | UNK | UNK | 1973 | N/A |  | NA | NA | NA
65035 | 196 UPPER MAIN ST | No | No | NA | UNK-NOLG | NO | #VALUE! | ALB | UNK-NOLG | #VALUE! | 1997 | NON-LEAD | FVAO | historical reports | SF | No | UNK | UNK | 1997 | N/A |  | NA | NA | NA
65023 | 199 UPPER MAIN ST | No | No | NA | UNK-NOLG | NO | #VALUE! | ALB | UNK-NOLG | #VALUE! | 2001 | NON-LEAD | FVAO | historical reports | NONRES | No | UNK | UNK | 2001 | N/A |  | NA | NA | NA
65034 | 200 UPPER MAIN ST | No | No | NA | UNK-NOLG | NO | #VALUE! | PLB | UNK-NOLG | #VALUE! | 1972 | NON-LEAD | FVAO | historical reports | SF | No | UNK | UNK | 1972 | N/A |  | NA | NA | NA
65024 | 201 UPPER MAIN ST | No | No | NA | UNK-NOLG | NO | #VALUE! | PLB | UNK-NOLG | #VALUE! | 1940 | NON-LEAD | FVAO | historical reports | NONRES | No | UNK | UNK | 1940 | N/A |  | NA | NA | NA
65212 | 202 UPPER MAIN ST | No | No | NA | UNK-NOLG | NO | #VALUE! | ALB | UNK-NOLG | #VALUE! | 2009 | NON-LEAD | FVAO | historical reports | SF | No | UNK | UNK | 2009 | N/A |  | NA | NA | NA
65209 | 203 UPPER MAIN ST | No | No | NA | UNK-NOLG | NO | #VALUE! | PLB | UNK-NOLG | #VALUE! | 1978 | NON-LEAD | FVAO | historical reports | SF | No | UNK | UNK | 1978 | N/A |  | NA | NA | NA
65033 | 204 UPPER MAIN ST | No | No | NA | UNK-NOLG | NO | #VALUE! | PLB | UNK-NOLG | #VALUE! | 1960 | NON-LEAD | FVAO | historical reports | NONRES | No | UNK | UNK | 1960 | N/A |  | NA | NA | NA
65025 | 205 UPPER MAIN ST | No | No | NA | UNK-NOLG | NO | #VALUE! | ALB | UNK-NOLG | #VALUE! | 2004 | NON-LEAD | FVAO | historical reports | NONRES | No | UNK | UNK | 2004 | N/A |  | NA | NA | NA
65563 | 206 UPPER MAIN ST | No | No | NA | UNK-NOLG | NO | #VALUE! | PLB | UNK-NOLG | #VALUE! | 1972 | NON-LEAD | FVAO | historical reports | NONRES | No | UNK | UNK | 1972 | N/A |  | NA | NA | NA
65598 | 207 UPPER MAIN ST | No | No | NA | UNK-NOLG | NO | #VALUE! | ALB | UNK-NOLG | #VALUE! | 1998 | NON-LEAD | FVAO | historical reports | SF | No | UNK | UNK | 1998 | N/A |  | NA | NA | NA
65032 | 210 UPPER MAIN ST | No | No | NA | UNK-NOLG | NO | #VALUE! | PLB | UNK-NOLG | #VALUE! | 1972 | NON-LEAD | FVAO | historical reports | SF | No | UNK | UNK | 1972 | N/A |  | NA | NA | NA
65030 | 212 UPPER MAIN ST | No | No | NA | UNK-NOLG | NO | #VALUE! | PLB | UNK-NOLG | #VALUE! | 1980 | NON-LEAD | FVAO | historical reports | SF | No | UNK | UNK | 1980 | N/A |  | NA | NA | NA
63097 | 215 UPPER MAIN ST | No | No | NA | UNK-NOLG | NO | #VALUE! | PLB | UNK-NOLG | #VALUE! | 1962 | NON-LEAD | FVAO | historical reports | SF | No | UNK | UNK | 1962 | N/A |  | NA | NA | NA
63597 | 215 UPPER MAIN ST | No | No | NA | UNK-NOLG | NO | #VALUE! | PLB | UNK-NOLG | #VALUE! | 1962 | NON-LEAD | FVAO | historical reports | SF | No | UNK | UNK | 1962 | N/A |  | NA | NA | NA
65029 | 218 UPPER MAIN ST | No | No | NA | UNK-NOLG | NO | #VALUE! | PLB | UNK-NOLG | #VALUE! | 1968 | NON-LEAD | FVAO | historical reports | SF | No | UNK | UNK | 1968 | N/A |  | NA | NA | NA
65028 | 220 UPPER MAIN ST | No | No | NA | UNK-NOLG | NO | #VALUE! | PLB | UNK-NOLG | #VALUE! | 2007 | NON-LEAD | FVAO | historical reports | SF | No | UNK | UNK | 2007 | N/A |  | NA | NA | NA
65027 | 222 UPPER MAIN ST | No | No | NA | UNK-NOLG | NO | #VALUE! | PLB | UNK-NOLG | #VALUE! | 1938 | NON-LEAD | FVAO | historical reports | SF | No | UNK | UNK | 1938 | N/A |  | NA | NA | NA
65625 | 222 UPPER MAIN ST | No | No | NA | UNK-NOLG | NO | #VALUE! | PLB | UNK-NOLG | #VALUE! | 1975 | NON-LEAD | FVAO | historical reports | NONRES | No | UNK | UNK | 1975 | N/A |  | NA | NA | NA
63095 | 223 UPPER MAIN ST | No | No | NA | UNK-NOLG | NO | #VALUE! | PLB | UNK-NOLG | #VALUE! | 1945 | NON-LEAD | FVAO | historical reports | NONRES | No | UNK | UNK | 1945 | N/A |  | NA | NA | NA
63093 | 225 UPPER MAIN ST | No | No | NA | UNK-NOLG | NO | #VALUE! | PLB | UNK-NOLG | #VALUE! | 1984 | NON-LEAD | FVAO | historical reports | NONRES | No | UNK | UNK | 1984 | N/A |  | NA | NA | NA
63528 | 225 UPPER MAIN ST | No | No | NA | UNK-NOLG | NO | #VALUE! | PLB | UNK-NOLG | #VALUE! | 1985 | NON-LEAD | FVAO | historical reports | NONRES | No | UNK | UNK | 1985 | N/A |  | NA | NA | NA
63092 | 227 UPPER MAIN ST | No | No | NA | UNK-NOLG | NO | #VALUE! | ALB | UNK-NOLG | #VALUE! | 1999 | NON-LEAD | FVAO | historical reports | NONRES | No | UNK | UNK | 1999 | N/A |  | NA | NA | NA
63086 | 230 UPPER MAIN ST | No | No | NA | UNK-NOLG | NO | #VALUE! | ALB | UNK-NOLG | #VALUE! | 1998 | NON-LEAD | FVAO | historical reports | SF | No | UNK | UNK | 1998 | N/A |  | NA | NA | NA
63090 | 231 UPPER MAIN ST | No | No | NA | UNK-NOLG | NO | #VALUE! | PLB | UNK-NOLG | #VALUE! | 1973 | NON-LEAD | FVAO | historical reports | NONRES | No | UNK | UNK | 1973 | N/A |  | NA | NA | NA
63085 | 234 UPPER MAIN ST | No | No | NA | UNK-NOLG | NO | #VALUE! | PLB | UNK-NOLG | #VALUE! | 1980 | NON-LEAD | FVAO | historical reports | NONRES | No | UNK | UNK | 1980 | N/A |  | NA | NA | NA
63083 | 238 UPPER MAIN ST | No | No | NA | UNK-NOLG | NO | #VALUE! | ALB | UNK-NOLG | #VALUE! | 2017 | NON-LEAD | FVAO | historical reports | NONRES | No | UNK | UNK | 2017 | N/A |  | NA | NA | NA
63056 | 239 UPPER MAIN ST | No | No | NA | UNK-NOLG | NO | #VALUE! | PLB | UNK-NOLG | #VALUE! | 1985 | NON-LEAD | FVAO | historical reports | SF | No | UNK | UNK | 1985 | N/A |  | NA | NA | NA
63507 | 239 UPPER MAIN ST | No | No | NA | UNK-NOLG | NO | #VALUE! | PLB | UNK-NOLG | #VALUE! | 1985 | NON-LEAD | FVAO | historical reports | SF | No | UNK | UNK | 1985 | N/A |  | NA | NA | NA
63084 | 240 UPPER MAIN ST | No | No | NA | UNK-NOLG | NO | #VALUE! | PLB | UNK-NOLG | #VALUE! | 1972 | NON-LEAD | FVAO | historical reports | SF | No | UNK | UNK | 1972 | N/A |  | NA | NA | NA
63583 | 244 UPPER MAIN ST | No | No | NA | UNK-NOLG | NO | #VALUE! | PLB | UNK-NOLG | #VALUE! | 1890 | NON-LEAD | FVAO | historical reports | SF | No | UNK | UNK | 1890 | N/A |  | NA | NA | NA
63058 | 247 UPPER MAIN ST | No | No | NA | UNK-NOLG | NO | #VALUE! | PLB | UNK-NOLG | #VALUE! | 1945 | NON-LEAD | FVAO | historical reports | SF | No | UNK | UNK | 1945 | N/A |  | NA | NA | NA
63078 | 248 UPPER MAIN ST | No | No | NA | UNK-NOLG | NO | #VALUE! | PLB | UNK-NOLG | #VALUE! | 1920 | NON-LEAD | FVAO | historical reports | SF | No | UNK | UNK | 1920 | N/A |  | NA | NA | NA
63558 | 250 UPPER MAIN ST | No | No | NA | UNK-NOLG | NO | #VALUE! | PLB | UNK-NOLG | #VALUE! | 1950 | NON-LEAD | FVAO | historical reports | NONRES | No | UNK | UNK | 1950 | N/A |  | NA | NA | NA
63077 | 254 UPPER MAIN ST | No | No | NA | UNK-NOLG | NO | #VALUE! | PLB | UNK-NOLG | #VALUE! | 1978 | NON-LEAD | FVAO | historical reports | SF | No | UNK | UNK | 1978 | N/A |  | NA | NA | NA
63068 | 258 UPPER MAIN ST | No | No | NA | UNK-NOLG | NO | #VALUE! | PLB | UNK-NOLG | #VALUE! | PLB | NON-LEAD | FVAO | historical reports | NONRES | No | UNK | UNK | 0 | N/A |  | NA | NA | NA
63142 | 261 UPPER MAIN ST | No | No | NA | UNK-NOLG | NO | #VALUE! | PLB | UNK-NOLG | #VALUE! | 1975 | NON-LEAD | FVAO | historical reports | NONRES | No | UNK | UNK | 1975 | N/A |  | NA | NA | NA
63016 | 265 UPPER MAIN ST | No | No | NA | UNK-NOLG | NO | #VALUE! | PLB | UNK-NOLG | #VALUE! | 1982 | NON-LEAD | FVAO | historical reports | SF | No | UNK | UNK | 1982 | N/A |  | NA | NA | NA
63067 | 268 UPPER MAIN ST | No | No | NA | UNK-NOLG | NO | #VALUE! | ALB | UNK-NOLG | #VALUE! | 2003 | NON-LEAD | FVAO | historical reports | NONRES | No | UNK | UNK | 2003 | N/A |  | NA | NA | NA
63585 | 270 UPPER MAIN ST | No | No | NA | UNK-NOLG | NO | #VALUE! | PLB | UNK-NOLG | #VALUE! | 1930 | NON-LEAD | FVAO | historical reports | NONRES | No | UNK | UNK | 1930 | N/A |  | NA | NA | NA
63065 | 282 UPPER MAIN ST | No | No | NA | UNK-NOLG | NO | #VALUE! | PLB | UNK-NOLG | #VALUE! | 1966 | NON-LEAD | FVAO | historical reports | NONRES | No | UNK | UNK | 1966 | N/A |  | NA | NA | NA
63064 | 284 UPPER MAIN ST | No | No | NA | UNK-NOLG | NO | #VALUE! | PLB | UNK-NOLG | #VALUE! | 1920 | NON-LEAD | FVAO | historical reports | SF | No | UNK | UNK | 1920 | N/A |  | NA | NA | NA
63063 | 288 UPPER MAIN ST | No | No | NA | UNK-NOLG | NO | #VALUE! | PLB | UNK-NOLG | #VALUE! | 1978 | NON-LEAD | FVAO | historical reports | SF | No | UNK | UNK | 1978 | N/A |  | NA | NA | NA
65511 | 124A UPPER MAIN ST | No | No | NA | UNK-NOLG | NO | #VALUE! | PLB | UNK-NOLG | #VALUE! | 1983 | NON-LEAD | FVAO | historical reports | SF | No | UNK | UNK | 1983 | N/A |  | NA | NA | NA
65512 | 124B UPPER MAIN ST | No | No | NA | UNK-NOLG | NO | #VALUE! | PLB | UNK-NOLG | #VALUE! | 1983 | NON-LEAD | FVAO | historical reports | SF | No | UNK | UNK | 1983 | N/A |  | NA | NA | NA
65501 | 142A UPPER MAIN ST | No | No | NA | UNK-NOLG | NO | #VALUE! | PLB | UNK-NOLG | #VALUE! | 1979 | NON-LEAD | FVAO | historical reports | SF | No | UNK | UNK | 1979 | N/A |  | NA | NA | NA
65504 | 148B UPPER MAIN ST | No | No | NA | UNK-NOLG | NO | #VALUE! | PLB | UNK-NOLG | #VALUE! | 1920 | NON-LEAD | FVAO | historical reports | SF | No | UNK | UNK | 1920 | N/A |  | NA | NA | NA
65505 | 148C UPPER MAIN ST | No | No | NA | UNK-NOLG | NO | #VALUE! | PLB | UNK-NOLG | #VALUE! | 1920 | NON-LEAD | FVAO | historical reports | SF | No | UNK | UNK | 1920 | N/A |  | NA | NA | NA
65611 | 149A UPPER MAIN ST | No | No | NA | UNK-NOLG | NO | #VALUE! | ALB | UNK-NOLG | #VALUE! | 2000 | NON-LEAD | FVAO | historical reports | NONRES | No | UNK | UNK | 2000 | N/A |  | NA | NA | NA
65513 | 161A UPPER MAIN ST | No | No | NA | UNK-NOLG | NO | #VALUE! | ALB | UNK-NOLG | #VALUE! | 1988 | NON-LEAD | FVAO | historical reports | SF | No | UNK | UNK | 1988 | N/A |  | NA | NA | NA
63500 | 171A UPPER MAIN ST | No | No | NA | UNK-NOLG | NO | #VALUE! | PLB | UNK-NOLG | #VALUE! | 1977 | NON-LEAD | FVAO | historical reports | SF | No | UNK | UNK | 1977 | N/A |  | NA | NA | NA
65510 | 175A UPPER MAIN ST | No | No | NA | UNK-NOLG | NO | #VALUE! | PLB | UNK-NOLG | #VALUE! | 1982 | NON-LEAD | FVAO | historical reports | SF | No | UNK | UNK | 1982 | N/A |  | NA | NA | NA
65564 | 206A UPPER MAIN ST | No | No | NA | UNK-NOLG | NO | #VALUE! | PLB | UNK-NOLG | #VALUE! | 1972 | NON-LEAD | FVAO | historical reports | SF | No | UNK | UNK | 1972 | N/A |  | NA | NA | NA
65565 | 206B UPPER MAIN ST | No | No | NA | UNK-NOLG | NO | #VALUE! | PLB | UNK-NOLG | #VALUE! | 1972 | NON-LEAD | FVAO | historical reports | SF | No | UNK | UNK | 1972 | N/A |  | NA | NA | NA
65566 | 206C UPPER MAIN ST | No | No | NA | UNK-NOLG | NO | #VALUE! | PLB | UNK-NOLG | #VALUE! | 1972 | NON-LEAD | FVAO | historical reports | SF | No | UNK | UNK | 1972 | N/A |  | NA | NA | NA
65026 | 207A UPPER MAIN ST | No | No | NA | UNK-NOLG | NO | #VALUE! | ALB | UNK-NOLG | #VALUE! | 1999 | NON-LEAD | FVAO | historical reports | NONRES | No | UNK | UNK | 1999 | N/A |  | NA | NA | NA
65624 | 222A UPPER MAIN ST | No | No | NA | UNK-NOLG | NO | #VALUE! | PLB | UNK-NOLG | #VALUE! | 1975 | NON-LEAD | FVAO | historical reports | NONRES | No | UNK | UNK | 1975 | N/A |  | NA | NA | NA
65538 | 222B UPPER MAIN ST | No | No | NA | UNK-NOLG | NO | #VALUE! | PLB | UNK-NOLG | #VALUE! | 1975 | NON-LEAD | FVAO | historical reports | NONRES | No | UNK | UNK | 1975 | N/A |  | NA | NA | NA
63554 | 242A UPPER MAIN ST | No | No | NA | UNK-NOLG | NO | #VALUE! | PLB | UNK-NOLG | #VALUE! | 1900 | NON-LEAD | FVAO | historical reports | NONRES | No | UNK | UNK | 1900 | N/A |  | NA | NA | NA
63555 | 242B UPPER MAIN ST | No | No | NA | UNK-NOLG | NO | #VALUE! | PLB | UNK-NOLG | #VALUE! | 1900 | NON-LEAD | FVAO | historical reports | SF | No | UNK | UNK | 1900 | N/A |  | NA | NA | NA
63082 | 242C UPPER MAIN ST | No | No | NA | UNK-NOLG | NO | #VALUE! | PLB | UNK-NOLG | #VALUE! | 1900 | NON-LEAD | FVAO | historical reports | SF | No | UNK | UNK | 1900 | N/A |  | NA | NA | NA
63584 | 244A UPPER MAIN ST | No | No | NA | UNK-NOLG | NO | #VALUE! | PLB | UNK-NOLG | #VALUE! | 1890 | NON-LEAD | FVAO | historical reports | SF | No | UNK | UNK | 1890 | N/A |  | NA | NA | NA
63510 | 268A UPPER MAIN ST | No | No | NA | UNK-NOLG | NO | #VALUE! | ALB | UNK-NOLG | #VALUE! | 2003 | NON-LEAD | FVAO | historical reports | NONRES | No | UNK | UNK | 2003 | N/A |  | NA | NA | NA
63586 | 270A UPPER MAIN ST | No | No | NA | UNK-NOLG | NO | #VALUE! | PLB | UNK-NOLG | #VALUE! | 1930 | NON-LEAD | FVAO | historical reports | SF | No | UNK | UNK | 1930 | N/A |  | NA | NA | NA
63589 | 282A UPPER MAIN ST | No | No | NA | UNK-NOLG | NO | #VALUE! | PLB | UNK-NOLG | #VALUE! | 1925 | NON-LEAD | FVAO | historical reports | SF | No | UNK | UNK | 1925 | N/A |  | NA | NA | NA
63506 | 284A UPPER MAIN ST | No | No | NA | UNK-NOLG | NO | #VALUE! | PLB | UNK-NOLG | #VALUE! | 1920 | NON-LEAD | FVAO | historical reports | SF | No | UNK | UNK | 1920 | N/A |  | NA | NA | NA
36611 | 1 VINCENT WAY | No | No | NA | UNK-NOLG | NO | #VALUE! | ALB | UNK-NOLG | #VALUE! | 1990 | NON-LEAD | FVAO | historical reports | SF | No | UNK | UNK | 1990 | N/A |  | NA | NA | NA
36620 | 2 VINCENT WAY | No | No | NA | UNK-NOLG | NO | #VALUE! | ALB | UNK-NOLG | #VALUE! | 1990 | NON-LEAD | FVAO | historical reports | SF | No | UNK | UNK | 1990 | N/A |  | NA | NA | NA
36612 | 3 VINCENT WAY | No | No | NA | UNK-NOLG | NO | #VALUE! | ALB | UNK-NOLG | #VALUE! | 1987 | NON-LEAD | FVAO | historical reports | SF | No | UNK | UNK | 1987 | N/A |  | NA | NA | NA
36713 | 5 VINCENT WAY | No | No | NA | UNK-NOLG | NO | #VALUE! | ALB | UNK-NOLG | #VALUE! | 1990 | NON-LEAD | FVAO | historical reports | SF | No | UNK | UNK | 1990 | N/A |  | NA | NA | NA
36618 | 6 VINCENT WAY | No | No | NA | UNK-NOLG | NO | #VALUE! | ALB | UNK-NOLG | #VALUE! | 1990 | NON-LEAD | FVAO | historical reports | SF | No | UNK | UNK | 1990 | N/A |  | NA | NA | NA
36614 | 7 VINCENT WAY | No | No | NA | UNK-NOLG | NO | #VALUE! | ALB | UNK-NOLG | #VALUE! | 1990 | NON-LEAD | FVAO | historical reports | SF | No | UNK | UNK | 1990 | N/A |  | NA | NA | NA
36617 | 8 VINCENT WAY | No | No | NA | UNK-NOLG | NO | #VALUE! | ALB | UNK-NOLG | #VALUE! | 1990 | NON-LEAD | FVAO | historical reports | SF | No | UNK | UNK | 1990 | N/A |  | NA | NA | NA
36615 | 9 VINCENT WAY | No | No | NA | UNK-NOLG | NO | #VALUE! | ALB | UNK-NOLG | #VALUE! | 1990 | NON-LEAD | FVAO | historical reports | SF | No | UNK | UNK | 1990 | N/A |  | NA | NA | NA
45616 | 11 VINCENT WAY | No | No | NA | UNK-NOLG | NO | #VALUE! | ALB | UNK-NOLG | #VALUE! | 1990 | NON-LEAD | FVAO | historical reports | SF | No | UNK | UNK | 1990 | N/A |  | NA | NA | NA
65600 | 12 W TISBURY RD | No | No | NA | UNK-NOLG | NO | #VALUE! | PLB | UNK-NOLG | #VALUE! | 1973 | NON-LEAD | FVAO | historical reports | SF | No | UNK | UNK | 1973 | N/A |  | NA | NA | NA
65549 | 20 W TISBURY RD | No | No | NA | UNK-NOLG | NO | #VALUE! | ALB | UNK-NOLG | #VALUE! | 2000 | NON-LEAD | FVAO | historical reports | SF | No | UNK | UNK | 2000 | N/A |  | NA | NA | NA
65552 | 22 W TISBURY RD | No | No | NA | UNK-NOLG | NO | #VALUE! | PLB | UNK-NOLG | #VALUE! | PLB | NON-LEAD | FVAO | historical reports | SF | No | UNK | UNK | #N/A | N/A |  | NA | NA | NA
65154 | 30 W TISBURY RD | No | No | NA | UNK-NOLG | NO | #VALUE! | ALB | UNK-NOLG | #VALUE! | 2005 | NON-LEAD | FVAO | historical reports | SF | No | UNK | UNK | 2005 | N/A |  | NA | NA | NA
65620 | 30 W TISBURY RD | No | No | NA | UNK-NOLG | NO | #VALUE! | ALB | UNK-NOLG | #VALUE! | 2005 | NON-LEAD | FVAO | historical reports | NONRES | No | UNK | UNK | 2005 | N/A |  | NA | NA | NA
65041 | 31 W TISBURY RD | No | No | NA | UNK-NOLG | NO | #VALUE! | PLB | UNK-NOLG | #VALUE! | 1930 | NON-LEAD | FVAO | historical reports | SF | No | UNK | UNK | 1930 | N/A |  | NA | NA | NA
65540 | 35 W TISBURY RD | No | No | NA | UNK-NOLG | NO | #VALUE! | ALB | UNK-NOLG | #VALUE! | 2012 | NON-LEAD | FVAO | historical reports | SF | No | UNK | UNK | 2012 | N/A |  | NA | NA | NA
65042 | 37 W TISBURY RD | No | No | NA | UNK-NOLG | NO | #VALUE! | PLB | UNK-NOLG | #VALUE! | 1950 | NON-LEAD | FVAO | historical reports | SF | No | UNK | UNK | 1950 | N/A |  | NA | NA | NA
65043 | 39 W TISBURY RD | No | No | NA | UNK-NOLG | NO | #VALUE! | ALB | UNK-NOLG | #VALUE! | 2015 | NON-LEAD | FVAO | historical reports | SF | No | UNK | UNK | 2015 | N/A |  | NA | NA | NA
65044 | 43 W TISBURY RD | No | No | NA | UNK-NOLG | NO | #VALUE! | PLB | UNK-NOLG | #VALUE! | 1950 | NON-LEAD | FVAO | historical reports | SF | No | UNK | UNK | 1950 | N/A |  | NA | NA | NA
65151 | 44 W TISBURY RD | No | No | NA | UNK-NOLG | NO | #VALUE! | ALB | UNK-NOLG | #VALUE! | 1988 | NON-LEAD | FVAO | historical reports | SF | No | UNK | UNK | 1988 | N/A |  | NA | NA | NA
65045 | 45 W TISBURY RD | No | No | NA | UNK-NOLG | NO | #VALUE! | PLB | UNK-NOLG | #VALUE! | 1950 | NON-LEAD | FVAO | historical reports | SF | No | UNK | UNK | 1950 | N/A |  | NA | NA | NA
65523 | 48 W TISBURY RD | No | No | NA | UNK-NOLG | NO | #VALUE! | PLB | UNK-NOLG | #VALUE! | PLB | NON-LEAD | FVAO | historical reports | SF | No | UNK | UNK | #N/A | N/A |  | NA | NA | NA
65046 | 49 W TISBURY RD | No | No | NA | UNK-NOLG | NO | #VALUE! | PLB | UNK-NOLG | #VALUE! | 1978 | NON-LEAD | FVAO | historical reports | SF | No | UNK | UNK | 1978 | N/A |  | NA | NA | NA
65150 | 50 W TISBURY RD | No | No | NA | UNK-NOLG | NO | #VALUE! | PLB | UNK-NOLG | #VALUE! | 1963 | NON-LEAD | FVAO | historical reports | SF | No | UNK | UNK | 1963 | N/A |  | NA | NA | NA
65047 | 51 W TISBURY RD | No | No | NA | UNK-NOLG | NO | #VALUE! | PLB | UNK-NOLG | #VALUE! | 1968 | NON-LEAD | FVAO | historical reports | SF | No | UNK | UNK | 1968 | N/A |  | NA | NA | NA
65147 | 58 W TISBURY RD | No | No | NA | UNK-NOLG | NO | #VALUE! | PLB | UNK-NOLG | #VALUE! | 1935 | NON-LEAD | FVAO | historical reports | SF | No | UNK | UNK | 1935 | N/A |  | NA | NA | NA
65146 | 60 W TISBURY RD | No | No | NA | UNK-NOLG | NO | #VALUE! | PLB | UNK-NOLG | #VALUE! | 1945 | NON-LEAD | FVAO | historical reports | SF | No | UNK | UNK | 1945 | N/A |  | NA | NA | NA
65115 | 61 W TISBURY RD | No | No | NA | UNK-NOLG | NO | #VALUE! | PLB | UNK-NOLG | #VALUE! | 1983 | NON-LEAD | FVAO | historical reports | NONRES | No | UNK | UNK | 1983 | N/A |  | NA | NA | NA
65143 | 66 W TISBURY RD | No | No | NA | UNK-NOLG | NO | #VALUE! | PLB | UNK-NOLG | #VALUE! | 1940 | NON-LEAD | FVAO | historical reports | SF | No | UNK | UNK | 1940 | N/A |  | NA | NA | NA
65142 | 70 W TISBURY RD | No | No | NA | UNK-NOLG | NO | #VALUE! | PLB | UNK-NOLG | #VALUE! | 1975 | NON-LEAD | FVAO | historical reports | SF | No | UNK | UNK | 1975 | N/A |  | NA | NA | NA
65541 | 71 W TISBURY RD | No | No | NA | UNK-NOLG | NO | #VALUE! | PLB | UNK-NOLG | #VALUE! | PLB | NON-LEAD | FVAO | historical reports | SF | No | UNK | UNK | #N/A | N/A |  | NA | NA | NA
65140 | 74 W TISBURY RD | No | No | NA | UNK-NOLG | NO | #VALUE! | PLB | UNK-NOLG | #VALUE! | 1938 | NON-LEAD | FVAO | historical reports | SF | No | UNK | UNK | 1938 | N/A |  | NA | NA | NA
65127 | 75 W TISBURY RD | No | No | NA | UNK-NOLG | NO | #VALUE! | ALB | UNK-NOLG | #VALUE! | 1991 | NON-LEAD | FVAO | historical reports | SF | No | UNK | UNK | 1991 | N/A |  | NA | NA | NA
65139 | 78 W TISBURY RD | No | No | NA | UNK-NOLG | NO | #VALUE! | PLB | UNK-NOLG | #VALUE! | 1978 | NON-LEAD | FVAO | historical reports | SF | No | UNK | UNK | 1978 | N/A |  | NA | NA | NA
65128 | 79 W TISBURY RD | No | No | NA | UNK-NOLG | NO | #VALUE! | PLB | UNK-NOLG | #VALUE! | 1968 | NON-LEAD | FVAO | historical reports | SF | No | UNK | UNK | 1968 | N/A |  | NA | NA | NA
65131 | 83 W TISBURY RD | No | No | NA | UNK-NOLG | NO | #VALUE! | PLB | UNK-NOLG | #VALUE! | 1970 | NON-LEAD | FVAO | historical reports | SF | No | UNK | UNK | 1970 | N/A |  | NA | NA | NA
65110 | 87 W TISBURY RD | No | No | NA | UNK-NOLG | NO | #VALUE! | PLB | UNK-NOLG | #VALUE! | 1978 | NON-LEAD | FVAO | historical reports | SF | No | UNK | UNK | 1978 | N/A |  | NA | NA | NA
65136 | 90 W TISBURY RD | No | No | NA | UNK-NOLG | NO | #VALUE! | PLB | UNK-NOLG | #VALUE! | 2007 | NON-LEAD | FVAO | historical reports | SF | No | UNK | UNK | 2007 | N/A |  | NA | NA | NA
65109 | 95 W TISBURY RD | No | No | NA | UNK-NOLG | NO | #VALUE! | PLB | UNK-NOLG | #VALUE! | 1977 | NON-LEAD | FVAO | historical reports | SF | No | UNK | UNK | 1977 | N/A |  | NA | NA | NA
65134 | 96 W TISBURY RD | No | No | NA | UNK-NOLG | NO | #VALUE! | ALB | UNK-NOLG | #VALUE! | 1999 | NON-LEAD | FVAO | historical reports | SF | No | UNK | UNK | 1999 | N/A |  | NA | NA | NA
65108 | 103 W TISBURY RD | No | No | NA | UNK-NOLG | NO | #VALUE! | PLB | UNK-NOLG | #VALUE! | 1964 | NON-LEAD | FVAO | historical reports | SF | No | UNK | UNK | 1964 | N/A |  | NA | NA | NA
65221 | 111 W TISBURY RD | No | No | NA | UNK-NOLG | NO | #VALUE! | ALB | UNK-NOLG | #VALUE! | 1988 | NON-LEAD | FVAO | historical reports | SF | No | UNK | UNK | 1988 | N/A |  | NA | NA | NA
65133 | 128 W TISBURY RD | No | No | NA | UNK-NOLG | NO | #VALUE! | ALB | UNK-NOLG | #VALUE! | 1986 | NON-LEAD | FVAO | historical reports | SF | No | UNK | UNK | 1986 | N/A |  | NA | NA | NA
21141 | 129 W TISBURY RD | No | No | NA | UNK-NOLG | NO | #VALUE! | PLB | UNK-NOLG | #VALUE! | 1870 | NON-LEAD | FVAO | historical reports | SF | No | UNK | UNK | 1870 | N/A |  | NA | NA | NA
21123 | 132 W TISBURY RD | No | No | NA | UNK-NOLG | NO | #VALUE! | PLB | UNK-NOLG | #VALUE! | 1920 | NON-LEAD | FVAO | historical reports | SF | No | UNK | UNK | 1920 | N/A |  | NA | NA | NA
21140 | 135 W TISBURY RD | No | No | NA | UNK-NOLG | NO | #VALUE! | PLB | UNK-NOLG | #VALUE! | 1938 | NON-LEAD | FVAO | historical reports | SF | No | UNK | UNK | 1938 | N/A |  | NA | NA | NA
21089 | 137 W TISBURY RD | No | No | NA | UNK-NOLG | NO | #VALUE! | PLB | UNK-NOLG | #VALUE! | 1985 | NON-LEAD | FVAO | historical reports | NONRES | No | UNK | UNK | 1985 | N/A |  | NA | NA | NA
21084 | 138 W TISBURY RD | No | No | NA | UNK-NOLG | NO | #VALUE! | ALB | UNK-NOLG | #VALUE! | 2017 | NON-LEAD | FVAO | historical reports | SF | No | UNK | UNK | 2017 | N/A |  | NA | NA | NA
21086 | 147 W TISBURY RD | No | No | NA | UNK-NOLG | NO | #VALUE! | PLB | UNK-NOLG | #VALUE! | 1975 | NON-LEAD | FVAO | historical reports | SF | No | UNK | UNK | 1975 | N/A |  | NA | NA | NA
21567 | 149 W TISBURY RD | No | No | NA | UNK-NOLG | NO | #VALUE! | ALB | UNK-NOLG | #VALUE! | 1998 | NON-LEAD | FVAO | historical reports | SF | No | UNK | UNK | 1998 | N/A |  | NA | NA | NA
21085 | 153 W TISBURY RD | No | No | NA | UNK-NOLG | NO | #VALUE! | PLB | UNK-NOLG | #VALUE! | 1980 | NON-LEAD | FVAO | historical reports | SF | No | UNK | UNK | 1980 | N/A |  | NA | NA | NA
21675 | 161 W TISBURY RD | No | No | NA | UNK-NOLG | NO | #VALUE! | PLB | UNK-NOLG | #VALUE! | 1985 | NON-LEAD | FVAO | historical reports | SF | No | UNK | UNK | 1985 | N/A |  | NA | NA | NA
21674 | 163 W TISBURY RD | No | No | NA | UNK-NOLG | NO | #VALUE! | PLB | UNK-NOLG | #VALUE! | PLB | NON-LEAD | FVAO | historical reports | SF | No | UNK | UNK | #N/A | N/A |  | NA | NA | NA
21676 | 165 W TISBURY RD | No | No | NA | UNK-NOLG | NO | #VALUE! | PLB | UNK-NOLG | #VALUE! | 1955 | NON-LEAD | FVAO | historical reports | SF | No | UNK | UNK | 1955 | N/A |  | NA | NA | NA
21515 | 169 W TISBURY RD | No | No | NA | UNK-NOLG | NO | #VALUE! | PLB | UNK-NOLG | #VALUE! | 1938 | NON-LEAD | FVAO | historical reports | SF | No | UNK | UNK | 1938 | N/A |  | NA | NA | NA
21138 | 169 W TISBURY RD | No | No | NA | UNK-NOLG | NO | #VALUE! | PLB | UNK-NOLG | #VALUE! | 1938 | NON-LEAD | FVAO | historical reports | SF | No | UNK | UNK | 1938 | N/A |  | NA | NA | NA
21514 | 171 W TISBURY RD | No | No | NA | UNK-NOLG | NO | #VALUE! | ALB | UNK-NOLG | #VALUE! | 1987 | NON-LEAD | FVAO | historical reports | SF | No | UNK | UNK | 1987 | N/A |  | NA | NA | NA
21083 | 175 W TISBURY RD | No | No | NA | UNK-NOLG | NO | #VALUE! | PLB | UNK-NOLG | #VALUE! | 1972 | NON-LEAD | FVAO | historical reports | SF | No | UNK | UNK | 1972 | N/A |  | NA | NA | NA
21082 | 177 W TISBURY RD | Yes | No | NA | UNK-NOLG | NO | #VALUE! | PLB | UNK-NOLG | #VALUE! | 1900 | NON-LEAD | FVAO | historical reports | SF | No | UNK | UNK | 1900 | R | 1 | NA | NA | NA
21513 | 179 W TISBURY RD | No | No | NA | UNK-NOLG | NO | #VALUE! | PLB | UNK-NOLG | #VALUE! | PLB | NON-LEAD | FVAO | historical reports | SF | No | UNK | UNK | #N/A | N/A |  | NA | NA | NA
21684 | 187 W TISBURY RD | No | No | NA | UNK-NOLG | NO | #VALUE! | ALB | UNK-NOLG | #VALUE! | 2017 | NON-LEAD | FVAO | historical reports | SF | No | UNK | UNK | 2017 | N/A |  | NA | NA | NA
21154 | 190 W TISBURY RD | No | No | NA | UNK-NOLG | NO | #VALUE! | ALB | UNK-NOLG | #VALUE! | 2005 | NON-LEAD | FVAO | historical reports | SF | No | UNK | UNK | 2005 | N/A |  | NA | NA | NA
21505 | 190 W TISBURY RD | No | No | NA | UNK-NOLG | NO | #VALUE! | PLB | UNK-NOLG | #VALUE! | PLB | NON-LEAD | FVAO | historical reports | SF | No | UNK | UNK | #N/A | N/A |  | NA | NA | NA
21512 | 191 W TISBURY RD | No | No | NA | UNK-NOLG | NO | #VALUE! | PLB | UNK-NOLG | #VALUE! | PLB | NON-LEAD | FVAO | historical reports | SF | No | UNK | UNK | #N/A | N/A |  | NA | NA | NA
21079 | 201 W TISBURY RD | No | No | NA | UNK-NOLG | NO | #VALUE! | PLB | UNK-NOLG | #VALUE! | 1935 | NON-LEAD | FVAO | historical reports | SF | No | UNK | UNK | 1935 | N/A |  | NA | NA | NA
21078 | 205 W TISBURY RD | No | No | NA | UNK-NOLG | NO | #VALUE! | PLB | UNK-NOLG | #VALUE! | 1978 | NON-LEAD | FVAO | historical reports | SF | No | UNK | UNK | 1978 | N/A |  | NA | NA | NA
28733 | 241 W TISBURY RD | No | No | NA | UNK-NOLG | NO | #VALUE! | PLB | UNK-NOLG | #VALUE! | 1970 | NON-LEAD | FVAO | historical reports | SF | No | UNK | UNK | 1970 | N/A |  | NA | NA | NA
28010 | 249 W TISBURY RD | No | No | NA | UNK-NOLG | NO | #VALUE! | ALB | UNK-NOLG | #VALUE! | 1993 | NON-LEAD | FVAO | historical reports | SF | No | UNK | UNK | 1993 | N/A |  | NA | NA | NA
28253 | 253 W TISBURY RD | No | No | NA | UNK-NOLG | NO | #VALUE! | ALB | UNK-NOLG | #VALUE! | 1996 | NON-LEAD | FVAO | historical reports | SF | No | UNK | UNK | 1996 | N/A |  | NA | NA | NA
28008 | 257 W TISBURY RD | No | No | NA | UNK-NOLG | NO | #VALUE! | ALB | UNK-NOLG | #VALUE! | 1998 | NON-LEAD | FVAO | historical reports | SF | No | UNK | UNK | 1998 | N/A |  | NA | NA | NA
28007 | 261 W TISBURY RD | No | No | NA | UNK-NOLG | NO | #VALUE! | ALB | UNK-NOLG | #VALUE! | 1987 | NON-LEAD | FVAO | historical reports | SF | No | UNK | UNK | 1987 | N/A |  | NA | NA | NA
28596 | 269 W TISBURY RD | No | No | NA | UNK-NOLG | NO | #VALUE! | ALB | UNK-NOLG | #VALUE! | 1987 | NON-LEAD | FVAO | historical reports | SF | No | UNK | UNK | 1987 | N/A |  | NA | NA | NA
28001 | 330 W TISBURY RD | No | No | NA | UNK-NOLG | NO | #VALUE! | PLB | UNK-NOLG | #VALUE! | 1968 | NON-LEAD | FVAO | historical reports | NONRES | No | UNK | UNK | 1968 | N/A |  | NA | NA | NA
28004 | 330 W TISBURY RD | No | No | NA | UNK-NOLG | NO | #VALUE! | PLB | UNK-NOLG | #VALUE! | 1968 | NON-LEAD | FVAO | historical reports | NONRES | No | UNK | UNK | 1968 | N/A |  | NA | NA | NA
28005 | 330 W TISBURY RD | No | No | NA | UNK-NOLG | NO | #VALUE! | PLB | UNK-NOLG | #VALUE! | 1968 | NON-LEAD | FVAO | historical reports | NONRES | No | UNK | UNK | 1968 | N/A |  | NA | NA | NA
28006 | 330 W TISBURY RD | No | No | NA | UNK-NOLG | NO | #VALUE! | PLB | UNK-NOLG | #VALUE! | 1968 | NON-LEAD | FVAO | historical reports | NONRES | No | UNK | UNK | 1968 | N/A |  | NA | NA | NA
28560 | 357 W TISBURY RD | No | No | NA | UNK-NOLG | NO | #VALUE! | PLB | UNK-NOLG | #VALUE! | 1983 | NON-LEAD | FVAO | historical reports | SF | No | UNK | UNK | 1983 | N/A |  | NA | NA | NA
28247 | 363 W TISBURY RD | No | No | NA | UNK-NOLG | NO | #VALUE! | PLB | UNK-NOLG | #VALUE! | 1840 | NON-LEAD | FVAO | historical reports | SF | No | UNK | UNK | 1840 | A | 1 | NA | NA | NA
28551 | 378 W TISBURY RD | No | No | NA | UNK-NOLG | NO | #VALUE! | ALB | UNK-NOLG | #VALUE! | 1992 | NON-LEAD | FVAO | historical reports | SF | No | UNK | UNK | 1992 | N/A |  | NA | NA | NA
29549 | 379 W TISBURY RD | No | No | NA | UNK-NOLG | NO | #VALUE! | PLB | UNK-NOLG | #VALUE! | 1984 | NON-LEAD | FVAO | historical reports | SF | No | UNK | UNK | 1984 | N/A |  | NA | NA | NA
28248 | 380 W TISBURY RD | No | No | NA | UNK-NOLG | NO | #VALUE! | PLB | UNK-NOLG | #VALUE! | 1973 | NON-LEAD | FVAO | historical reports | SF | No | UNK | UNK | 1973 | N/A |  | NA | NA | NA
28249 | 395 W TISBURY RD | No | No | NA | UNK-NOLG | NO | #VALUE! | PLB | UNK-NOLG | #VALUE! | 1982 | NON-LEAD | FVAO | historical reports | SF | No | UNK | UNK | 1982 | N/A |  | NA | NA | NA
22560 | 475 W TISBURY RD | No | No | NA | UNK-NOLG | NO | #VALUE! | ALB | UNK-NOLG | #VALUE! | 2006 | NON-LEAD | FVAO | historical reports | SF | No | UNK | UNK | 2006 | N/A |  | NA | NA | NA
22052 | 519 W TISBURY RD | No | No | NA | UNK-NOLG | NO | #VALUE! | PLB | UNK-NOLG | #VALUE! | 1984 | NON-LEAD | FVAO | historical reports | SF | No | UNK | UNK | 1984 | A | 1 | NA | NA | NA
65502 | 103A W TISBURY RD | No | No | NA | UNK-NOLG | NO | #VALUE! | PLB | UNK-NOLG | #VALUE! | 1964 | NON-LEAD | FVAO | historical reports | SF | No | UNK | UNK | 1964 | N/A |  | NA | NA | NA
65503 | 103B W TISBURY RD | No | No | NA | UNK-NOLG | NO | #VALUE! | PLB | UNK-NOLG | #VALUE! | 1964 | NON-LEAD | FVAO | historical reports | SF | No | UNK | UNK | 1964 | N/A |  | NA | NA | NA
65622 | 111A W TISBURY RD | No | No | NA | UNK-NOLG | NO | #VALUE! | ALB | UNK-NOLG | #VALUE! | 1988 | NON-LEAD | FVAO | historical reports | SF | No | UNK | UNK | 1988 | N/A |  | NA | NA | NA
21142 | 129A W TISBURY RD | No | No | NA | UNK-NOLG | NO | #VALUE! | PLB | UNK-NOLG | #VALUE! | 1975 | NON-LEAD | FVAO | historical reports | SF | No | UNK | UNK | 1975 | N/A |  | NA | NA | NA
21772 | 161A W TISBURY RD | No | No | NA | UNK-NOLG | NO | #VALUE! | PLB | UNK-NOLG | #VALUE! | 1982 | NON-LEAD | FVAO | historical reports | SF | No | UNK | UNK | 1982 | N/A |  | NA | NA | NA
28734 | 241A W TISBURY RD | No | No | NA | UNK-NOLG | NO | #VALUE! | PLB | UNK-NOLG | #VALUE! | 1970 | NON-LEAD | FVAO | historical reports | SF | No | UNK | UNK | 1970 | N/A |  | NA | NA | NA
65617 | 35A W TISBURY RD | No | No | NA | UNK-NOLG | NO | #VALUE! | ALB | UNK-NOLG | #VALUE! | 2012 | NON-LEAD | FVAO | historical reports | SF | No | UNK | UNK | 2012 | N/A |  | NA | NA | NA
28547 | 363A W TISBURY RD | No | No | NA | UNK-NOLG | NO | #VALUE! | PLB | UNK-NOLG | #VALUE! | 1840 | NON-LEAD | FVAO | historical reports | SF | No | UNK | UNK | 1840 | N/A |  | NA | NA | NA
65507 | 96A W TISBURY RD | No | No | NA | UNK-NOLG | NO | #VALUE! | ALB | UNK-NOLG | #VALUE! | 1999 | NON-LEAD | FVAO | historical reports | SF | No | UNK | UNK | 1999 | N/A |  | NA | NA | NA
58050 | 2 WEEKS LN | No | No | NA | UNK-NOLG | NO | #VALUE! | PLB | UNK-NOLG | #VALUE! | 1950 | NON-LEAD | FVAO | historical reports | SF | No | UNK | UNK | 1950 | N/A |  | NA | NA | NA
58058 | 9 WEEKS LN | No | No | NA | UNK-NOLG | NO | #VALUE! | PLB | UNK-NOLG | #VALUE! | 1945 | NON-LEAD | FVAO | historical reports | SF | No | UNK | UNK | 1945 | N/A |  | NA | NA | NA
58500 | 9 WEEKS LN | No | No | NA | UNK-NOLG | NO | #VALUE! | PLB | UNK-NOLG | #VALUE! | 1978 | NON-LEAD | FVAO | historical reports | SF | No | UNK | UNK | 1978 | N/A |  | NA | NA | NA
59067 | 60 WEEKS LN | No | No | NA | UNK-NOLG | NO | #VALUE! | ALB | UNK-NOLG | #VALUE! | 2017 | NON-LEAD | FVAO | historical reports | SF | No | UNK | UNK | 2017 | N/A |  | NA | NA | NA
59023 | 65 WEEKS LN | No | No | NA | UNK-NOLG | NO | #VALUE! | ALB | UNK-NOLG | #VALUE! | 2001 | NON-LEAD | FVAO | historical reports | SF | No | UNK | UNK | 2001 | N/A |  | NA | NA | NA
59022 | 71 WEEKS LN | No | No | NA | UNK-NOLG | NO | #VALUE! | PLB | UNK-NOLG | #VALUE! | 1970 | NON-LEAD | FVAO | historical reports | SF | No | UNK | UNK | 1970 | N/A |  | NA | NA | NA
59015 | 76 WEEKS LN | No | No | NA | UNK-NOLG | NO | #VALUE! | PLB | UNK-NOLG | #VALUE! | 1975 | NON-LEAD | FVAO | historical reports | SF | No | UNK | UNK | 1975 | N/A |  | NA | NA | NA
59019 | 83 WEEKS LN | No | No | NA | UNK-NOLG | NO | #VALUE! | PLB | UNK-NOLG | #VALUE! | 1953 | NON-LEAD | FVAO | historical reports | SF | No | UNK | UNK | 1953 | N/A |  | NA | NA | NA
59018 | 87 WEEKS LN | No | No | NA | UNK-NOLG | NO | #VALUE! | ALB | UNK-NOLG | #VALUE! | 2005 | NON-LEAD | FVAO | historical reports | SF | No | UNK | UNK | 2005 | N/A |  | NA | NA | NA
59017 | 91 WEEKS LN | No | No | NA | UNK-NOLG | NO | #VALUE! | PLB | UNK-NOLG | #VALUE! | 1963 | NON-LEAD | FVAO | historical reports | SF | No | UNK | UNK | 1963 | N/A |  | NA | NA | NA
10219 | 1 WESTMINSTER CT | No | No | NA | UNK-NOLG | NO | #VALUE! | PLB | UNK-NOLG | #VALUE! | 1920 | NON-LEAD | FVAO | historical reports | SF | No | UNK | UNK | 1920 | N/A |  | NA | NA | NA
10220 | 2 WESTMINSTER CT | No | No | NA | UNK-NOLG | NO | #VALUE! | PLB | UNK-NOLG | #VALUE! | 1974 | NON-LEAD | FVAO | historical reports | SF | No | UNK | UNK | 1974 | N/A |  | NA | NA | NA
10221 | 3 WESTMINSTER CT | No | No | NA | UNK-NOLG | NO | #VALUE! | PLB | UNK-NOLG | #VALUE! | 1982 | NON-LEAD | FVAO | historical reports | SF | No | UNK | UNK | 1982 | N/A |  | NA | NA | NA
10222 | 4 WESTMINSTER CT | No | No | NA | UNK-NOLG | NO | #VALUE! | PLB | UNK-NOLG | #VALUE! | 2007 | NON-LEAD | FVAO | historical reports | SF | No | UNK | UNK | 2007 | N/A |  | NA | NA | NA
10223 | 5 WESTMINSTER CT | No | No | NA | UNK-NOLG | NO | #VALUE! | PLB | UNK-NOLG | #VALUE! | 1982 | NON-LEAD | FVAO | historical reports | SF | No | UNK | UNK | 1982 | N/A |  | NA | NA | NA
22027 | 7 WHALERS WALK | No | No | NA | UNK-NOLG | NO | #VALUE! | PLB | UNK-NOLG | #VALUE! | 1975 | NON-LEAD | FVAO | historical reports | SF | No | UNK | UNK | 1975 | N/A |  | NA | NA | NA
22025 | 9 WHALERS WALK | No | No | NA | UNK-NOLG | NO | #VALUE! | PLB | UNK-NOLG | #VALUE! | 1930 | NON-LEAD | FVAO | historical reports | SF | No | UNK | UNK | 1930 | N/A |  | NA | NA | NA
22009 | 46 WHALERS WALK | No | No | NA | UNK-NOLG | NO | #VALUE! | ALB | UNK-NOLG | #VALUE! | 1996 | NON-LEAD | FVAO | historical reports | SF | No | UNK | UNK | 1996 | N/A |  | NA | NA | NA
22010 | 52 WHALERS WALK | No | No | NA | UNK-NOLG | NO | #VALUE! | ALB | UNK-NOLG | #VALUE! | 1993 | NON-LEAD | FVAO | historical reports | SF | No | UNK | UNK | 1993 | N/A |  | NA | NA | NA
21097 | 64 WHALERS WALK | No | No | NA | UNK-NOLG | NO | #VALUE! | PLB | UNK-NOLG | #VALUE! | 1962 | NON-LEAD | FVAO | historical reports | SF | No | UNK | UNK | 1962 | N/A |  | NA | NA | NA
21099 | 74 WHALERS WALK | No | No | NA | UNK-NOLG | NO | #VALUE! | ALB | UNK-NOLG | #VALUE! | 2015 | NON-LEAD | FVAO | historical reports | SF | No | UNK | UNK | 2015 | N/A |  | NA | NA | NA
21115 | 75 WHALERS WALK | No | No | NA | UNK-NOLG | NO | #VALUE! | PLB | UNK-NOLG | #VALUE! | 1983 | NON-LEAD | FVAO | historical reports | SF | No | UNK | UNK | 1983 | N/A |  | NA | NA | NA
21101 | 84 WHALERS WALK | No | No | NA | UNK-NOLG | NO | #VALUE! | ALB | UNK-NOLG | #VALUE! | 2009 | NON-LEAD | FVAO | historical reports | SF | No | UNK | UNK | 2009 | N/A |  | NA | NA | NA
21747 | 114 WHALERS WALK | No | No | NA | UNK-NOLG | NO | #VALUE! | PLB | UNK-NOLG | #VALUE! | 2007 | NON-LEAD | FVAO | historical reports | SF | No | UNK | UNK | 2007 | N/A |  | NA | NA | NA
21107 | 119 WHALERS WALK | No | No | NA | UNK-NOLG | NO | #VALUE! | PLB | UNK-NOLG | #VALUE! | 1966 | NON-LEAD | FVAO | historical reports | SF | No | UNK | UNK | 1966 | N/A |  | NA | NA | NA
21776 | 95B WHALERS WALK | No | No | NA | UNK-NOLG | NO | #VALUE! | PLB | UNK-NOLG | #VALUE! | 1978 | NON-LEAD | FVAO | historical reports | SF | No | UNK | UNK | 1978 | N/A |  | NA | NA | NA
22525 | 9A WHALERS WALK | No | No | NA | UNK-NOLG | NO | #VALUE! | PLB | UNK-NOLG | #VALUE! | 1930 | NON-LEAD | FVAO | historical reports | SF | No | UNK | UNK | 1930 | N/A |  | NA | NA | NA
28177 | 3 WHISTLING SWAN CIR | No | No | NA | UNK-NOLG | NO | #VALUE! | PLB | UNK-NOLG | #VALUE! | 1975 | NON-LEAD | FVAO | historical reports | SF | No | UNK | UNK | 1975 | N/A |  | NA | NA | NA
28190 | 4 WHISTLING SWAN CIR | No | No | NA | UNK-NOLG | NO | #VALUE! | PLB | UNK-NOLG | #VALUE! | 1979 | NON-LEAD | FVAO | historical reports | SF | No | UNK | UNK | 1979 | N/A |  | NA | NA | NA
28176 | 5 WHISTLING SWAN CIR | No | No | NA | UNK-NOLG | NO | #VALUE! | PLB | UNK-NOLG | #VALUE! | 1910 | NON-LEAD | FVAO | historical reports | SF | No | UNK | UNK | 1910 | N/A |  | NA | NA | NA
28191 | 6 WHISTLING SWAN CIR | No | No | NA | UNK-NOLG | NO | #VALUE! | PLB | UNK-NOLG | #VALUE! | 1958 | NON-LEAD | FVAO | historical reports | SF | No | UNK | UNK | 1958 | N/A |  | NA | NA | NA
28175 | 7 WHISTLING SWAN CIR | No | No | NA | UNK-NOLG | NO | #VALUE! | PLB | UNK-NOLG | #VALUE! | 1940 | NON-LEAD | FVAO | historical reports | SF | No | UNK | UNK | 1940 | N/A |  | NA | NA | NA
28192 | 8 WHISTLING SWAN CIR | No | No | NA | UNK-NOLG | NO | #VALUE! | ALB | UNK-NOLG | #VALUE! | 1987 | NON-LEAD | FVAO | historical reports | SF | No | UNK | UNK | 1987 | N/A |  | NA | NA | NA
28174 | 9 WHISTLING SWAN CIR | No | No | NA | UNK-NOLG | NO | #VALUE! | PLB | UNK-NOLG | #VALUE! | 1835 | NON-LEAD | FVAO | historical reports | SF | No | UNK | UNK | 1835 | N/A |  | NA | NA | NA
58649 | 10A WHITE OAK CIR | No | No | NA | UNK-NOLG | NO | #VALUE! | PLB | UNK-NOLG | #VALUE! | 1950 | NON-LEAD | FVAO | historical reports | SF | No | UNK | UNK | 1950 | N/A |  | NA | NA | NA
58648 | 10B WHITE OAK CIR | No | No | NA | UNK-NOLG | NO | #VALUE! | PLB | UNK-NOLG | #VALUE! | 1950 | NON-LEAD | FVAO | historical reports | SF | No | UNK | UNK | 1950 | N/A |  | NA | NA | NA
58647 | 10C WHITE OAK CIR | No | No | NA | UNK-NOLG | NO | #VALUE! | PLB | UNK-NOLG | #VALUE! | 1950 | NON-LEAD | FVAO | historical reports | SF | No | UNK | UNK | 1950 | N/A |  | NA | NA | NA
58660 | 2A WHITE OAK CIR | No | No | NA | UNK-NOLG | NO | #VALUE! | PLB | UNK-NOLG | #VALUE! | 1950 | NON-LEAD | FVAO | historical reports | SF | No | UNK | UNK | 1950 | N/A |  | NA | NA | NA
58659 | 2B WHITE OAK CIR | No | No | NA | UNK-NOLG | NO | #VALUE! | PLB | UNK-NOLG | #VALUE! | 1950 | NON-LEAD | FVAO | historical reports | SF | No | UNK | UNK | 1950 | N/A |  | NA | NA | NA
58658 | 4A WHITE OAK CIR | No | No | NA | UNK-NOLG | NO | #VALUE! | PLB | UNK-NOLG | #VALUE! | 1950 | NON-LEAD | FVAO | historical reports | SF | No | UNK | UNK | 1950 | N/A |  | NA | NA | NA
58657 | 4B WHITE OAK CIR | No | No | NA | UNK-NOLG | NO | #VALUE! | PLB | UNK-NOLG | #VALUE! | 1950 | NON-LEAD | FVAO | historical reports | SF | No | UNK | UNK | 1950 | N/A |  | NA | NA | NA
58656 | 6A WHITE OAK CIR | No | No | NA | UNK-NOLG | NO | #VALUE! | PLB | UNK-NOLG | #VALUE! | 1950 | NON-LEAD | FVAO | historical reports | SF | No | UNK | UNK | 1950 | N/A |  | NA | NA | NA
58655 | 6B WHITE OAK CIR | No | No | NA | UNK-NOLG | NO | #VALUE! | PLB | UNK-NOLG | #VALUE! | 1950 | NON-LEAD | FVAO | historical reports | SF | No | UNK | UNK | 1950 | N/A |  | NA | NA | NA
58654 | 6C WHITE OAK CIR | No | No | NA | UNK-NOLG | NO | #VALUE! | PLB | UNK-NOLG | #VALUE! | 1950 | NON-LEAD | FVAO | historical reports | SF | No | UNK | UNK | 1950 | N/A |  | NA | NA | NA
58653 | 8A WHITE OAK CIR | No | No | NA | UNK-NOLG | NO | #VALUE! | PLB | UNK-NOLG | #VALUE! | 1950 | NON-LEAD | FVAO | historical reports | SF | No | UNK | UNK | 1950 | N/A |  | NA | NA | NA
58652 | 8B WHITE OAK CIR | No | No | NA | UNK-NOLG | NO | #VALUE! | PLB | UNK-NOLG | #VALUE! | 1950 | NON-LEAD | FVAO | historical reports | SF | No | UNK | UNK | 1950 | N/A |  | NA | NA | NA
58651 | 8C WHITE OAK CIR | No | No | NA | UNK-NOLG | NO | #VALUE! | PLB | UNK-NOLG | #VALUE! | 1950 | NON-LEAD | FVAO | historical reports | SF | No | UNK | UNK | 1950 | N/A |  | NA | NA | NA
58650 | 8D WHITE OAK CIR | No | No | NA | UNK-NOLG | NO | #VALUE! | PLB | UNK-NOLG | #VALUE! | 1950 | NON-LEAD | FVAO | historical reports | SF | No | UNK | UNK | 1950 | N/A |  | NA | NA | NA
64061 | 5 WILBUR LN | No | No | NA | UNK-NOLG | NO | #VALUE! | PLB | UNK-NOLG | #VALUE! | 1976 | NON-LEAD | FVAO | historical reports | SF | No | UNK | UNK | 1976 | N/A |  | NA | NA | NA
64055 | 6 WILBUR LN | No | No | NA | UNK-NOLG | NO | #VALUE! | PLB | UNK-NOLG | #VALUE! | 1948 | NON-LEAD | FVAO | historical reports | SF | No | UNK | UNK | 1948 | N/A |  | NA | NA | NA
64062 | 9 WILBUR LN | No | No | NA | UNK-NOLG | NO | #VALUE! | PLB | UNK-NOLG | #VALUE! | 1928 | NON-LEAD | FVAO | historical reports | SF | No | UNK | UNK | 1928 | N/A |  | NA | NA | NA
64547 | 10 WILBUR LN | No | No | NA | UNK-NOLG | NO | #VALUE! | ALB | UNK-NOLG | #VALUE! | 2015 | NON-LEAD | FVAO | historical reports | SF | No | UNK | UNK | 2015 | N/A |  | NA | NA | NA
64054 | 12 WILBUR LN | No | No | NA | UNK-NOLG | NO | #VALUE! | ALB | UNK-NOLG | #VALUE! | 2018 | NON-LEAD | FVAO | historical reports | SF | No | UNK | UNK | 2018 | N/A |  | NA | NA | NA
64524 | 10A WILBUR LN | No | No | NA | UNK-NOLG | NO | #VALUE! | ALB | UNK-NOLG | #VALUE! | 2015 | NON-LEAD | FVAO | historical reports | SF | No | UNK | UNK | 2015 | N/A |  | NA | NA | NA
7201 | 1 WINDSOR DR | No | No | NA | UNK-NOLG | NO | #VALUE! | PLB | UNK-NOLG | #VALUE! | 1970 | NON-LEAD | FVAO | historical reports | SF | No | UNK | UNK | 1970 | N/A |  | NA | NA | NA
7238 | 2 WINDSOR DR | No | No | NA | UNK-NOLG | NO | #VALUE! | PLB | UNK-NOLG | #VALUE! | 1976 | NON-LEAD | FVAO | historical reports | SF | No | UNK | UNK | 1976 | N/A |  | NA | NA | NA
7239 | 4 WINDSOR DR | No | No | NA | UNK-NOLG | NO | #VALUE! | PLB | UNK-NOLG | #VALUE! | 1925 | NON-LEAD | FVAO | historical reports | SF | No | UNK | UNK | 1925 | N/A |  | NA | NA | NA
7202 | 5 WINDSOR DR | No | No | NA | UNK-NOLG | NO | #VALUE! | PLB | UNK-NOLG | #VALUE! | 1982 | NON-LEAD | FVAO | historical reports | SF | No | UNK | UNK | 1982 | N/A |  | NA | NA | NA
7241 | 8 WINDSOR DR | No | No | NA | UNK-NOLG | NO | #VALUE! | PLB | UNK-NOLG | #VALUE! | 1952 | NON-LEAD | FVAO | historical reports | SF | No | UNK | UNK | 1952 | N/A |  | NA | NA | NA
7203 | 9 WINDSOR DR | No | No | NA | UNK-NOLG | NO | #VALUE! | PLB | UNK-NOLG | #VALUE! | 1984 | NON-LEAD | FVAO | historical reports | SF | No | UNK | UNK | 1984 | N/A |  | NA | NA | NA
7242 | 10 WINDSOR DR | No | No | NA | UNK-NOLG | NO | #VALUE! | PLB | UNK-NOLG | #VALUE! | 1972 | NON-LEAD | FVAO | historical reports | SF | No | UNK | UNK | 1972 | N/A |  | NA | NA | NA
7204 | 11 WINDSOR DR | No | No | NA | UNK-NOLG | NO | #VALUE! | ALB | UNK-NOLG | #VALUE! | 2002 | NON-LEAD | FVAO | historical reports | SF | No | UNK | UNK | 2002 | N/A |  | NA | NA | NA
7243 | 12 WINDSOR DR | No | No | NA | UNK-NOLG | NO | #VALUE! | PLB | UNK-NOLG | #VALUE! | 1870 | NON-LEAD | FVAO | historical reports | SF | No | UNK | UNK | 1870 | A | 1 | NA | NA | NA
7205 | 13 WINDSOR DR | No | No | NA | UNK-NOLG | NO | #VALUE! | PLB | UNK-NOLG | #VALUE! | 1978 | NON-LEAD | FVAO | historical reports | SF | No | UNK | UNK | 1978 | N/A |  | NA | NA | NA
7244 | 14 WINDSOR DR | No | No | NA | UNK-NOLG | NO | #VALUE! | ALB | UNK-NOLG | #VALUE! | 2000 | NON-LEAD | FVAO | historical reports | SF | No | UNK | UNK | 2000 | N/A |  | NA | NA | NA
7206 | 15 WINDSOR DR | No | No | NA | UNK-NOLG | NO | #VALUE! | ALB | UNK-NOLG | #VALUE! | 1986 | NON-LEAD | FVAO | historical reports | SF | No | UNK | UNK | 1986 | N/A |  | NA | NA | NA
10245 | 16 WINDSOR DR | No | No | NA | UNK-NOLG | NO | #VALUE! | ALB | UNK-NOLG | #VALUE! | 2003 | NON-LEAD | FVAO | historical reports | SF | No | UNK | UNK | 2003 | N/A |  | NA | NA | NA
10207 | 17 WINDSOR DR | No | No | NA | UNK-NOLG | NO | #VALUE! | ALB | UNK-NOLG | #VALUE! | 2002 | NON-LEAD | FVAO | historical reports | SF | No | UNK | UNK | 2002 | N/A |  | NA | NA | NA
10246 | 18 WINDSOR DR | No | No | NA | UNK-NOLG | NO | #VALUE! | PLB | UNK-NOLG | #VALUE! | 1971 | NON-LEAD | FVAO | historical reports | SF | No | UNK | UNK | 1971 | N/A |  | NA | NA | NA
10208 | 19 WINDSOR DR | No | No | NA | UNK-NOLG | NO | #VALUE! | PLB | UNK-NOLG | #VALUE! | 1985 | NON-LEAD | FVAO | historical reports | SF | No | UNK | UNK | 1985 | N/A |  | NA | NA | NA
10209 | 21 WINDSOR DR | No | No | NA | UNK-NOLG | NO | #VALUE! | PLB | UNK-NOLG | #VALUE! | 1978 | NON-LEAD | FVAO | historical reports | SF | No | UNK | UNK | 1978 | N/A |  | NA | NA | NA
10210 | 23 WINDSOR DR | No | No | NA | UNK-NOLG | NO | #VALUE! | ALB | UNK-NOLG | #VALUE! | 1988 | NON-LEAD | FVAO | historical reports | SF | No | UNK | UNK | 1988 | N/A |  | NA | NA | NA
10211 | 25 WINDSOR DR | No | No | NA | UNK-NOLG | NO | #VALUE! | PLB | UNK-NOLG | #VALUE! | 1979 | NON-LEAD | FVAO | historical reports | SF | No | UNK | UNK | 1979 | N/A |  | NA | NA | NA
10212 | 27 WINDSOR DR | No | No | NA | UNK-NOLG | NO | #VALUE! | ALB | UNK-NOLG | #VALUE! | 2009 | NON-LEAD | FVAO | historical reports | SF | No | UNK | UNK | 2009 | N/A |  | NA | NA | NA
10213 | 29 WINDSOR DR | No | No | NA | UNK-NOLG | NO | #VALUE! | PLB | UNK-NOLG | #VALUE! | 1984 | NON-LEAD | FVAO | historical reports | SF | No | UNK | UNK | 1984 | N/A |  | NA | NA | NA
10214 | 31 WINDSOR DR | No | No | NA | UNK-NOLG | NO | #VALUE! | PLB | UNK-NOLG | #VALUE! | 1983 | NON-LEAD | FVAO | historical reports | SF | No | UNK | UNK | 1983 | N/A |  | NA | NA | NA
10253 | 32 WINDSOR DR | No | No | NA | UNK-NOLG | NO | #VALUE! | ALB | UNK-NOLG | #VALUE! | 1987 | NON-LEAD | FVAO | historical reports | SF | No | UNK | UNK | 1987 | N/A |  | NA | NA | NA
10254 | 34 WINDSOR DR | No | No | NA | UNK-NOLG | NO | #VALUE! | PLB | UNK-NOLG | #VALUE! | 1870 | NON-LEAD | FVAO | historical reports | SF | No | UNK | UNK | 1870 | N/A |  | NA | NA | NA
10255 | 36 WINDSOR DR | No | No | NA | UNK-NOLG | NO | #VALUE! | PLB | UNK-NOLG | #VALUE! | 1865 | NON-LEAD | FVAO | historical reports | SF | No | UNK | UNK | 1865 | N/A |  | NA | NA | NA
7904 | 37 WINDSOR DR | No | No | NA | UNK-NOLG | NO | #VALUE! | PLB | UNK-NOLG | #VALUE! | PLB | NON-LEAD | FVAO | historical reports | SF | No | UNK | UNK | #N/A | N/A |  | NA | NA | NA
10256 | 38 WINDSOR DR | No | No | NA | UNK-NOLG | NO | #VALUE! | PLB | UNK-NOLG | #VALUE! | 1870 | NON-LEAD | FVAO | historical reports | SF | No | UNK | UNK | 1870 | N/A |  | NA | NA | NA
10257 | 40 WINDSOR DR | No | No | NA | UNK-NOLG | NO | #VALUE! | ALB | UNK-NOLG | #VALUE! | 1986 | NON-LEAD | FVAO | historical reports | SF | No | UNK | UNK | 1986 | N/A |  | NA | NA | NA
10258 | 42 WINDSOR DR | No | No | NA | UNK-NOLG | NO | #VALUE! | PLB | UNK-NOLG | #VALUE! | 1950 | NON-LEAD | FVAO | historical reports | SF | No | UNK | UNK | 1950 | N/A |  | NA | NA | NA
10259 | 44 WINDSOR DR | No | No | NA | UNK-NOLG | NO | #VALUE! | ALB | UNK-NOLG | #VALUE! | 2002 | NON-LEAD | FVAO | historical reports | SF | No | UNK | UNK | 2002 | N/A |  | NA | NA | NA
10060 | 46 WINDSOR DR | No | No | NA | UNK-NOLG | NO | #VALUE! | PLB | UNK-NOLG | #VALUE! | 1966 | NON-LEAD | FVAO | historical reports | SF | No | UNK | UNK | 1966 | N/A |  | NA | NA | NA
10231 | 47 WINDSOR DR | No | No | NA | UNK-NOLG | NO | #VALUE! | PLB | UNK-NOLG | #VALUE! | 1972 | NON-LEAD | FVAO | historical reports | SF | No | UNK | UNK | 1972 | N/A |  | NA | NA | NA
10261 | 48 WINDSOR DR | No | No | NA | UNK-NOLG | NO | #VALUE! | ALB | UNK-NOLG | #VALUE! | 2010 | NON-LEAD | FVAO | historical reports | SF | No | UNK | UNK | 2010 | N/A |  | NA | NA | NA
10262 | 50 WINDSOR DR | No | No | NA | UNK-NOLG | NO | #VALUE! | ALB | UNK-NOLG | #VALUE! | 1986 | NON-LEAD | FVAO | historical reports | SF | No | UNK | UNK | 1986 | N/A |  | NA | NA | NA
10263 | 52 WINDSOR DR | No | No | NA | UNK-NOLG | NO | #VALUE! | ALB | UNK-NOLG | #VALUE! | 2001 | NON-LEAD | FVAO | historical reports | SF | No | UNK | UNK | 2001 | N/A |  | NA | NA | NA
10228 | 55 WINDSOR DR | Yes | No | NA | UNK-NOLG | NO | #VALUE! | PLB | UNK-NOLG | #VALUE! | 1976 | NON-LEAD | FVAO | historical reports | SF | No | UNK | UNK | 1976 | R | 1 | NA | NA | NA
10264 | 56 WINDSOR DR | No | No | NA | UNK-NOLG | NO | #VALUE! | PLB | UNK-NOLG | #VALUE! | 1900 | NON-LEAD | FVAO | historical reports | SF | No | UNK | UNK | 1900 | N/A |  | NA | NA | NA
10267 | 58 WINDSOR DR | No | No | NA | UNK-NOLG | NO | #VALUE! | PLB | UNK-NOLG | #VALUE! | 1981 | NON-LEAD | FVAO | historical reports | SF | No | UNK | UNK | 1981 | N/A |  | NA | NA | NA
10229 | 59 WINDSOR DR | No | No | NA | UNK-NOLG | NO | #VALUE! | PLB | UNK-NOLG | #VALUE! | 1984 | NON-LEAD | FVAO | historical reports | SF | No | UNK | UNK | 1984 | N/A |  | NA | NA | NA
10266 | 60 WINDSOR DR | No | No | NA | UNK-NOLG | NO | #VALUE! | PLB | UNK-NOLG | #VALUE! | 1981 | NON-LEAD | FVAO | historical reports | SF | No | UNK | UNK | 1981 | N/A |  | NA | NA | NA
10265 | 62 WINDSOR DR | No | No | NA | UNK-NOLG | NO | #VALUE! | PLB | UNK-NOLG | #VALUE! | 1930 | NON-LEAD | FVAO | historical reports | SF | No | UNK | UNK | 1930 | N/A |  | NA | NA | NA
10233 | 65 WINDSOR DR | No | No | NA | UNK-NOLG | NO | #VALUE! | PLB | UNK-NOLG | #VALUE! | 1976 | NON-LEAD | FVAO | historical reports | SF | No | UNK | UNK | 1976 | N/A |  | NA | NA | NA
10269 | 66 WINDSOR DR | No | No | NA | UNK-NOLG | NO | #VALUE! | ALB | UNK-NOLG | #VALUE! | 2018 | NON-LEAD | FVAO | historical reports | SF | No | UNK | UNK | 2018 | N/A |  | NA | NA | NA
10234 | 67 WINDSOR DR | No | No | NA | UNK-NOLG | NO | #VALUE! | PLB | UNK-NOLG | #VALUE! | 1981 | NON-LEAD | FVAO | historical reports | SF | No | UNK | UNK | 1981 | N/A |  | NA | NA | NA
10268 | 68 WINDSOR DR | No | No | NA | UNK-NOLG | NO | #VALUE! | ALB | UNK-NOLG | #VALUE! | 2004 | NON-LEAD | FVAO | historical reports | SF | No | UNK | UNK | 2004 | N/A |  | NA | NA | NA
10235 | 69 WINDSOR DR | No | No | NA | UNK-NOLG | NO | #VALUE! | PLB | UNK-NOLG | #VALUE! | 1976 | NON-LEAD | FVAO | historical reports | SF | No | UNK | UNK | 1976 | N/A |  | NA | NA | NA
10270 | 70 WINDSOR DR | No | No | NA | UNK-NOLG | NO | #VALUE! | ALB | UNK-NOLG | #VALUE! | 2002 | NON-LEAD | FVAO | historical reports | SF | No | UNK | UNK | 2002 | N/A |  | NA | NA | NA
10236 | 71 WINDSOR DR | No | No | NA | UNK-NOLG | NO | #VALUE! | ALB | UNK-NOLG | #VALUE! | 2011 | NON-LEAD | FVAO | historical reports | SF | No | UNK | UNK | 2011 | N/A |  | NA | NA | NA
10237 | 73 WINDSOR DR | No | No | NA | UNK-NOLG | NO | #VALUE! | PLB | UNK-NOLG | #VALUE! | 1977 | NON-LEAD | FVAO | historical reports | SF | No | UNK | UNK | 1977 | N/A |  | NA | NA | NA
10216 | 74 WINDSOR DR | No | No | NA | UNK-NOLG | NO | #VALUE! | PLB | UNK-NOLG | #VALUE! | 1984 | NON-LEAD | FVAO | historical reports | SF | No | UNK | UNK | 1984 | N/A |  | NA | NA | NA
10500 | 50A WINDSOR DR | No | No | NA | UNK-NOLG | NO | #VALUE! | PLB | UNK-NOLG | #VALUE! | 1981 | NON-LEAD | FVAO | historical reports | SF | No | UNK | UNK | 1981 | N/A |  | NA | NA | NA
66711 | 0 WINTER ST | No | No | NA | UNK-NOLG | NO | #VALUE! | PLB | UNK-NOLG | #VALUE! | PLB | NON-LEAD | FVAO | historical reports | SF | No | UNK | UNK | #N/A | N/A |  | NA | NA | NA
66596 | 3 WINTER ST | No | No | NA | UNK-NOLG | NO | #VALUE! | PLB | UNK-NOLG | #VALUE! | 1900 | NON-LEAD | FVAO | historical reports | SF | No | UNK | UNK | 1900 | N/A |  | NA | NA | NA
66597 | 3 WINTER ST | No | No | NA | UNK-NOLG | NO | #VALUE! | PLB | UNK-NOLG | #VALUE! | 1900 | NON-LEAD | FVAO | historical reports | SF | No | UNK | UNK | 1900 | N/A |  | NA | NA | NA
66598 | 3 WINTER ST | No | No | NA | UNK-NOLG | NO | #VALUE! | PLB | UNK-NOLG | #VALUE! | 1900 | NON-LEAD | FVAO | historical reports | SF | No | UNK | UNK | 1900 | N/A |  | NA | NA | NA
66215 | 3 WINTER ST | No | No | NA | UNK-NOLG | NO | #VALUE! | PLB | UNK-NOLG | #VALUE! | 1983 | NON-LEAD | FVAO | historical reports | NONRES | No | UNK | UNK | 1983 | N/A |  | NA | NA | NA
66217 | 15 WINTER ST | No | No | NA | UNK-NOLG | NO | #VALUE! | ALB | UNK-NOLG | #VALUE! | 1999 | NON-LEAD | FVAO | historical reports | NONRES | No | UNK | UNK | 1999 | N/A |  | NA | NA | NA
66802 | 22 WINTER ST | No | No | NA | UNK-NOLG | NO | #VALUE! | ALB | UNK-NOLG | #VALUE! | 1986 | NON-LEAD | FVAO | historical reports | NONRES | No | UNK | UNK | 1986 | N/A |  | NA | NA | NA
66218 | 41 WINTER ST | No | No | NA | UNK-NOLG | NO | #VALUE! | ALB | UNK-NOLG | #VALUE! | 1991 | NON-LEAD | FVAO | historical reports | SF | No | UNK | UNK | 1991 | N/A |  | NA | NA | NA
66108 | 45 WINTER ST | No | No | NA | UNK-NOLG | NO | #VALUE! | PLB | UNK-NOLG | #VALUE! | 1964 | NON-LEAD | FVAO | historical reports | NONRES | No | UNK | UNK | 1964 | N/A |  | NA | NA | NA
66725 | 51 WINTER ST | No | No | NA | UNK-NOLG | NO | #VALUE! | PLB | UNK-NOLG | #VALUE! | 1977 | NON-LEAD | FVAO | historical reports | NONRES | No | UNK | UNK | 1977 | N/A |  | NA | NA | NA
66111 | 60 WINTER ST | No | No | NA | UNK-NOLG | NO | #VALUE! | PLB | UNK-NOLG | #VALUE! | 1983 | NON-LEAD | FVAO | historical reports | NONRES | No | UNK | UNK | 1983 | N/A |  | NA | NA | NA
66628 | 61 WINTER ST | No | No | NA | UNK-NOLG | NO | #VALUE! | PLB | UNK-NOLG | #VALUE! | 1977 | NON-LEAD | FVAO | historical reports | SF | No | UNK | UNK | 1977 | N/A |  | NA | NA | NA
66707 | 62 WINTER ST | No | No | NA | UNK-NOLG | NO | #VALUE! | PLB | UNK-NOLG | #VALUE! | 1983 | NON-LEAD | FVAO | historical reports | NONRES | No | UNK | UNK | 1983 | N/A |  | NA | NA | NA
66109 | 63 WINTER ST | No | No | NA | UNK-NOLG | NO | #VALUE! | PLB | UNK-NOLG | #VALUE! | 1977 | NON-LEAD | FVAO | historical reports | NONRES | No | UNK | UNK | 1977 | N/A |  | NA | NA | NA
66105 | 67 WINTER ST | No | No | NA | UNK-NOLG | NO | #VALUE! | PLB | UNK-NOLG | #VALUE! | 1890 | NON-LEAD | FVAO | historical reports | NONRES | No | UNK | UNK | 1890 | N/A |  | NA | NA | NA
66110 | 68 WINTER ST | No | No | NA | UNK-NOLG | NO | #VALUE! | PLB | UNK-NOLG | #VALUE! | 1978 | NON-LEAD | FVAO | historical reports | SF | No | UNK | UNK | 1978 | N/A |  | NA | NA | NA
66609 | 15A WINTER ST | No | No | NA | UNK-NOLG | NO | #VALUE! | ALB | UNK-NOLG | #VALUE! | 1999 | NON-LEAD | FVAO | historical reports | NONRES | No | UNK | UNK | 1999 | N/A |  | NA | NA | NA
66691 | 15B WINTER ST | No | No | NA | UNK-NOLG | NO | #VALUE! | ALB | UNK-NOLG | #VALUE! | 1999 | NON-LEAD | FVAO | historical reports | SF | No | UNK | UNK | 1999 | N/A |  | NA | NA | NA
66692 | 15C WINTER ST | No | No | NA | UNK-NOLG | NO | #VALUE! | ALB | UNK-NOLG | #VALUE! | 1999 | NON-LEAD | FVAO | historical reports | SF | No | UNK | UNK | 1999 | N/A |  | NA | NA | NA
66702 | 15D WINTER ST | No | No | NA | UNK-NOLG | NO | #VALUE! | ALB | UNK-NOLG | #VALUE! | 1999 | NON-LEAD | FVAO | historical reports | SF | No | UNK | UNK | 1999 | N/A |  | NA | NA | NA
66708 | 62A WINTER ST | No | No | NA | UNK-NOLG | NO | #VALUE! | PLB | UNK-NOLG | #VALUE! | 1983 | NON-LEAD | FVAO | historical reports | SF | No | UNK | UNK | 1983 | N/A |  | NA | NA | NA
66567 | 68A WINTER ST | No | No | NA | UNK-NOLG | NO | #VALUE! | PLB | UNK-NOLG | #VALUE! | 1978 | NON-LEAD | FVAO | historical reports | NONRES | No | UNK | UNK | 1978 | N/A |  | NA | NA | NA
66568 | 68B WINTER ST | No | No | NA | UNK-NOLG | NO | #VALUE! | PLB | UNK-NOLG | #VALUE! | 1978 | NON-LEAD | FVAO | historical reports | SF | No | UNK | UNK | 1978 | N/A |  | NA | NA | NA
66569 | 68C WINTER ST | No | No | NA | UNK-NOLG | NO | #VALUE! | PLB | UNK-NOLG | #VALUE! | 1978 | NON-LEAD | FVAO | historical reports | SF | No | UNK | UNK | 1978 | N/A |  | NA | NA | NA
66570 | 68D WINTER ST | No | No | NA | UNK-NOLG | NO | #VALUE! | PLB | UNK-NOLG | #VALUE! | 1978 | NON-LEAD | FVAO | historical reports | SF | No | UNK | UNK | 1978 | N/A |  | NA | NA | NA
66571 | 68E WINTER ST | No | No | NA | UNK-NOLG | NO | #VALUE! | PLB | UNK-NOLG | #VALUE! | 1978 | NON-LEAD | FVAO | historical reports | SF | No | UNK | UNK | 1978 | N/A |  | NA | NA | NA
27305 | 8 WINTUCKET COVE | No | No | NA | UNK-NOLG | NO | #VALUE! | PLB | UNK-NOLG | #VALUE! | 1978 | NON-LEAD | FVAO | historical reports | SF | No | UNK | UNK | 1978 | N/A |  | NA | NA | NA
27413 | 9 WINTUCKET COVE PATH | No | No | NA | UNK-NOLG | NO | #VALUE! | ALB | UNK-NOLG | #VALUE! | 1989 | NON-LEAD | FVAO | historical reports | SF | No | UNK | UNK | 1989 | N/A |  | NA | NA | NA
36702 | 10 WITCHWOOD LN | No | No | NA | UNK-NOLG | NO | #VALUE! | ALB | UNK-NOLG | #VALUE! | 2017 | NON-LEAD | FVAO | historical reports | SF | No | UNK | UNK | 2017 | N/A |  | NA | NA | NA
36704 | 16 WITCHWOOD LN | No | No | NA | UNK-NOLG | NO | #VALUE! | ALB | UNK-NOLG | #VALUE! | 1987 | NON-LEAD | FVAO | historical reports | SF | No | UNK | UNK | 1987 | N/A |  | NA | NA | NA
36701 | 19 WITCHWOOD LN | No | No | NA | UNK-NOLG | NO | #VALUE! | ALB | UNK-NOLG | #VALUE! | 1994 | NON-LEAD | FVAO | historical reports | SF | No | UNK | UNK | 1994 | N/A |  | NA | NA | NA
36296 | 19 WITCHWOOD LN | No | No | NA | UNK-NOLG | NO | #VALUE! | ALB | UNK-NOLG | #VALUE! | 1994 | NON-LEAD | FVAO | historical reports | SF | No | UNK | UNK | 1994 | N/A |  | NA | NA | NA
36703 | 27 WITCHWOOD LN | No | No | NA | UNK-NOLG | NO | #VALUE! | PLB | UNK-NOLG | #VALUE! | 1890 | NON-LEAD | FVAO | historical reports | SF | No | UNK | UNK | 1890 | N/A |  | NA | NA | NA
36706 | 30 WITCHWOOD LN | No | No | NA | UNK-NOLG | NO | #VALUE! | PLB | UNK-NOLG | #VALUE! | 1890 | NON-LEAD | FVAO | historical reports | SF | No | UNK | UNK | 1890 | N/A |  | NA | NA | NA
36705 | 33 WITCHWOOD LN | No | No | NA | UNK-NOLG | NO | #VALUE! | PLB | UNK-NOLG | #VALUE! | 1890 | NON-LEAD | FVAO | historical reports | SF | No | UNK | UNK | 1890 | N/A |  | NA | NA | NA
36707 | 37 WITCHWOOD LN | No | No | NA | UNK-NOLG | NO | #VALUE! | PLB | UNK-NOLG | #VALUE! | 1890 | NON-LEAD | FVAO | historical reports | SF | No | UNK | UNK | 1890 | N/A |  | NA | NA | NA
36708 | 42 WITCHWOOD LN | No | No | NA | UNK-NOLG | NO | #VALUE! | PLB | UNK-NOLG | #VALUE! | 1890 | NON-LEAD | FVAO | historical reports | SF | No | UNK | UNK | 1890 | N/A |  | NA | NA | NA
36709 | 43 WITCHWOOD LN | No | No | NA | UNK-NOLG | NO | #VALUE! | ALB | UNK-NOLG | #VALUE! | 1986 | NON-LEAD | FVAO | historical reports | SF | No | UNK | UNK | 1986 | A | 1 | NA | NA | NA
36710 | 48 WITCHWOOD LN | No | No | NA | UNK-NOLG | NO | #VALUE! | PLB | UNK-NOLG | #VALUE! | 1890 | NON-LEAD | FVAO | historical reports | SF | No | UNK | UNK | 1890 | N/A |  | NA | NA | NA
36711 | 48 WITCHWOOD LN | No | No | NA | UNK-NOLG | NO | #VALUE! | PLB | UNK-NOLG | #VALUE! | 1890 | NON-LEAD | FVAO | historical reports | SF | No | UNK | UNK | 1890 | N/A |  | NA | NA | NA
36712 | 48 WITCHWOOD LN | No | No | NA | UNK-NOLG | NO | #VALUE! | PLB | UNK-NOLG | #VALUE! | 1890 | NON-LEAD | FVAO | historical reports | SF | No | UNK | UNK | 1890 | N/A |  | NA | NA | NA
36686 | 51 WITCHWOOD LN | No | No | NA | UNK-NOLG | NO | #VALUE! | ALB | UNK-NOLG | #VALUE! | 2011 | NON-LEAD | FVAO | historical reports | SF | No | UNK | UNK | 2011 | N/A |  | NA | NA | NA
36613 | 56 WITCHWOOD LN | No | No | NA | UNK-NOLG | NO | #VALUE! | PLB | UNK-NOLG | #VALUE! | 1890 | NON-LEAD | FVAO | historical reports | SF | No | UNK | UNK | 1890 | N/A |  | NA | NA | NA
36687 | 60 WITCHWOOD LN | No | No | NA | UNK-NOLG | NO | #VALUE! | PLB | UNK-NOLG | #VALUE! | 1984 | NON-LEAD | FVAO | historical reports | SF | No | UNK | UNK | 1984 | N/A |  | NA | NA | NA
36642 | 56A WITCHWOOD LN | No | No | NA | UNK-NOLG | NO | #VALUE! | PLB | UNK-NOLG | #VALUE! | 1890 | NON-LEAD | FVAO | historical reports | SF | No | UNK | UNK | 1890 | N/A |  | NA | NA | NA
28187 | 3 WOOD DUCK CIR | No | No | NA | UNK-NOLG | NO | #VALUE! | PLB | UNK-NOLG | #VALUE! | 1979 | NON-LEAD | FVAO | historical reports | SF | No | UNK | UNK | 1979 | N/A |  | NA | NA | NA
28179 | 4 WOOD DUCK CIR | No | No | NA | UNK-NOLG | NO | #VALUE! | ALB | UNK-NOLG | #VALUE! | 1999 | NON-LEAD | FVAO | historical reports | SF | No | UNK | UNK | 1999 | N/A |  | NA | NA | NA
28186 | 5 WOOD DUCK CIR | No | No | NA | UNK-NOLG | NO | #VALUE! | ALB | UNK-NOLG | #VALUE! | 1987 | NON-LEAD | FVAO | historical reports | SF | No | UNK | UNK | 1987 | N/A |  | NA | NA | NA
28133 | 7 WOOD DUCK CIR | No | No | NA | UNK-NOLG | NO | #VALUE! | ALB | UNK-NOLG | #VALUE! | 1986 | NON-LEAD | FVAO | historical reports | SF | No | UNK | UNK | 1986 | N/A |  | NA | NA | NA
28180 | 8 WOOD DUCK CIR | No | No | NA | UNK-NOLG | NO | #VALUE! | PLB | UNK-NOLG | #VALUE! | 1983 | NON-LEAD | FVAO | historical reports | SF | No | UNK | UNK | 1983 | N/A |  | NA | NA | NA
28184 | 9 WOOD DUCK CIR | No | No | NA | UNK-NOLG | NO | #VALUE! | PLB | UNK-NOLG | #VALUE! | 1970 | NON-LEAD | FVAO | historical reports | SF | No | UNK | UNK | 1970 | N/A |  | NA | NA | NA
28183 | 10 WOOD DUCK CIR | No | No | NA | UNK-NOLG | NO | #VALUE! | ALB | UNK-NOLG | #VALUE! | 1998 | NON-LEAD | FVAO | historical reports | SF | No | UNK | UNK | 1998 | N/A |  | NA | NA | NA
28564 | 5A WOOD DUCK CIR | No | No | NA | UNK-NOLG | NO | #VALUE! | ALB | UNK-NOLG | #VALUE! | 1987 | NON-LEAD | FVAO | historical reports | SF | No | UNK | UNK | 1987 | N/A |  | NA | NA | NA
28188 | 1 WOOD DUCK CIRCLE | No | No | NA | UNK-NOLG | NO | #VALUE! | ALB | UNK-NOLG | #VALUE! | 1994 | NON-LEAD | FVAO | historical reports | SF | No | UNK | UNK | 1994 | N/A |  | NA | NA | NA
10523 | 28 WOODHAVEN DR | No | No | NA | UNK-NOLG | NO | #VALUE! | ALB | UNK-NOLG | #VALUE! | 2010 | NON-LEAD | FVAO | historical reports | SF | No | UNK | UNK | 2010 | N/A |  | NA | NA | NA
10518 | 2 WOODHAVEN DR | No | No | NA | UNK-NOLG | NO | #VALUE! | ALB | UNK-NOLG | #VALUE! | 2002 | NON-LEAD | FVAO | historical reports | SF | No | UNK | UNK | 2002 | N/A |  | NA | NA | NA
10509 | 5 WOODHAVEN DR | No | No | NA | UNK-NOLG | NO | #VALUE! | ALB | UNK-NOLG | #VALUE! | 2001 | NON-LEAD | FVAO | historical reports | SF | No | UNK | UNK | 2001 | N/A |  | NA | NA | NA
10519 | 8 WOODHAVEN DR | No | No | NA | UNK-NOLG | NO | #VALUE! | ALB | UNK-NOLG | #VALUE! | 2002 | NON-LEAD | FVAO | historical reports | SF | No | UNK | UNK | 2002 | N/A |  | NA | NA | NA
10520 | 10 WOODHAVEN DR | No | No | NA | UNK-NOLG | NO | #VALUE! | PLB | UNK-NOLG | #VALUE! | 1977 | NON-LEAD | FVAO | historical reports | SF | No | UNK | UNK | 1977 | N/A |  | NA | NA | NA
10521 | 18 WOODHAVEN DR | No | No | NA | UNK-NOLG | NO | #VALUE! | ALB | UNK-NOLG | #VALUE! | 2002 | NON-LEAD | FVAO | historical reports | SF | No | UNK | UNK | 2002 | N/A |  | NA | NA | NA
10515 | 21 WOODHAVEN DR | No | No | NA | UNK-NOLG | NO | #VALUE! | ALB | UNK-NOLG | #VALUE! | 2001 | NON-LEAD | FVAO | historical reports | SF | No | UNK | UNK | 2001 | N/A |  | NA | NA | NA
10522 | 22 WOODHAVEN DR | No | No | NA | UNK-NOLG | NO | #VALUE! | ALB | UNK-NOLG | #VALUE! | 2008 | NON-LEAD | FVAO | historical reports | SF | No | UNK | UNK | 2008 | N/A |  | NA | NA | NA
11516 | 25 WOODHAVEN DR | No | No | NA | UNK-NOLG | NO | #VALUE! | ALB | UNK-NOLG | #VALUE! | 2003 | NON-LEAD | FVAO | historical reports | SF | No | UNK | UNK | 2003 | N/A |  | NA | NA | NA
10524 | 30 WOODHAVEN DR | No | No | NA | UNK-NOLG | NO | #VALUE! | ALB | UNK-NOLG | #VALUE! | 2002 | NON-LEAD | FVAO | historical reports | SF | No | UNK | UNK | 2002 | N/A |  | NA | NA | NA
23525 | 34 WOODHAVEN DR | No | No | NA | UNK-NOLG | NO | #VALUE! | PLB | UNK-NOLG | #VALUE! | 1975 | NON-LEAD | FVAO | historical reports | SF | No | UNK | UNK | 1975 | N/A |  | NA | NA | NA
23526 | 36 WOODHAVEN DR | No | No | NA | UNK-NOLG | NO | #VALUE! | ALB | UNK-NOLG | #VALUE! | 2002 | NON-LEAD | FVAO | historical reports | SF | No | UNK | UNK | 2002 | N/A |  | NA | NA | NA
22501 | 39 WOODHAVEN DR | No | No | NA | UNK-NOLG | NO | #VALUE! | ALB | UNK-NOLG | #VALUE! | 1997 | NON-LEAD | FVAO | historical reports | SF | No | UNK | UNK | 1997 | N/A |  | NA | NA | NA
23527 | 40 WOODHAVEN DR | No | No | NA | UNK-NOLG | NO | #VALUE! | PLB | UNK-NOLG | #VALUE! | 1900 | NON-LEAD | FVAO | historical reports | SF | No | UNK | UNK | 1900 | N/A |  | NA | NA | NA
63205 | 14 WOODLAND AVE | No | No | NA | UNK-NOLG | NO | #VALUE! | PLB | UNK-NOLG | #VALUE! | 1983 | NON-LEAD | FVAO | historical reports | SF | No | UNK | UNK | 1983 | N/A |  | NA | NA | NA
63207 | 18 WOODLAND AVE | No | No | NA | UNK-NOLG | NO | #VALUE! | ALB | UNK-NOLG | #VALUE! | 1986 | NON-LEAD | FVAO | historical reports | SF | No | UNK | UNK | 1986 | N/A |  | NA | NA | NA
63204 | 20 WOODLAND AVE | No | No | NA | UNK-NOLG | NO | #VALUE! | PLB | UNK-NOLG | #VALUE! | 1985 | NON-LEAD | FVAO | historical reports | SF | No | UNK | UNK | 1985 | N/A |  | NA | NA | NA
63202 | 21 WOODLAND AVE | No | No | NA | UNK-NOLG | NO | #VALUE! | ALB | UNK-NOLG | #VALUE! | 1998 | NON-LEAD | FVAO | historical reports | SF | No | UNK | UNK | 1998 | N/A |  | NA | NA | NA
63203 | 23 WOODLAND AVE | No | No | NA | UNK-NOLG | NO | #VALUE! | PLB | UNK-NOLG | #VALUE! | 1970 | NON-LEAD | FVAO | historical reports | SF | No | UNK | UNK | 1970 | N/A |  | NA | NA | NA
63541 | 20A WOODLAND AVE | No | No | NA | UNK-NOLG | NO | #VALUE! | PLB | UNK-NOLG | #VALUE! | 1985 | NON-LEAD | FVAO | historical reports | SF | No | UNK | UNK | 1985 | N/A |  | NA | NA | NA